## HowTo
The table in the next tab, lists all the functions and their version existing on Unity Pro,
From this table you can:
- Know the new function:
Use automatic filter Modified then select NEW
- Know the modified functions on the last version:
Use automatic filter Modified then select XX
- Know the functions which have been modified:
Use automatic filter Modified then select X
The reason of the modification is displayed in the Reason Column
- Know the functions existing in a version and not in an other one :
Use automatic filter on the first version (e.g. V4.1) then select - then select the second version (e.g. V5.0) then select "Custom" and "Contain" V
The short list will displays all the funtions which are not in V4.1 but in V5.0
That can be used to compare any versions and find the list of functions which are not available on a specific version.
- Know the functions existing on a platform and not in an other one :
Use automatic filter on the first Platform (e.g. Premium) and select - then select the second platform (e.g. M340) and select X
That will filter the functions available on M340 and not on Premium
Copy this list and select the reverse filter X on premium and - on M340 to have functions available on Premium and not on M340
The two list give the function that are not compatible from one platform to the other so user can avoid these functions to do generic programming

## EF&EFB version & Platform
Name | Type | Premium | Quantum | M340 | Safety Q | M580 | Momentum Unity | M80 | XX150 | M580Safety | ScadaPack | Easergy-P | V2.1 | V2.2 | V2.3 | V3.0 | V3.1 | V4.0 | V4.1 | V5.0 | V6.0 | V7.0 | V8.0 | V8.1 | V10.0 | V11.0 | V11.1 | V12.0 | NEW: New function X: Function Modified in previous version XX: Modified in last version | Reason
LIBRARY->Base_Lib | [28 empty] | -
FAMILY->Arrays | 136 | [27 empty] | -
ADD_ARDINT | EF | X | X | X | - | X | X | X | X | - | - | X | V1.0 | V1.0 | V1.0 | V1.0 | V1.0 | V1.0 | V1.0 | V1.0 | V1.0 | V1.0 | V1.0 | V1.0 | V1.0 | V1.0 | V1.0 | V1.0 | -
ADD_ARDINT_DINT | EF | X | X | X | - | X | X | X | X | - | - | X | V1.0 | V1.0 | V1.0 | V1.0 | V1.0 | V1.0 | V1.0 | V1.0 | V1.0 | V1.0 | V1.0 | V1.0 | V1.0 | V1.0 | V1.0 | V1.0 | -
ADD_ARINT | EF | X | X | X | - | X | X | X | X | - | - | X | V1.0 | V1.0 | V1.0 | V1.0 | V1.0 | V1.0 | V1.0 | V1.0 | V1.0 | V1.0 | V1.0 | V1.0 | V1.0 | V1.0 | V1.0 | V1.0 | -
ADD_ARINT_INT | EF | X | X | X | - | X | X | X | X | - | - | X | V1.0 | V1.0 | V1.0 | V1.0 | V1.0 | V1.0 | V1.0 | V1.0 | V1.0 | V1.0 | V1.0 | V1.0 | V1.0 | V1.0 | V1.0 | V1.0 | -
AND_ARDWORD | EF | X | X | X | - | X | X | X | X | - | - | X | V1.0 | V1.0 | V1.0 | V1.0 | V1.0 | V1.0 | V1.0 | V1.0 | V1.0 | V1.0 | V1.0 | V1.0 | V1.0 | V1.0 | V1.0 | V1.0 | -
AND_ARDWORD_DWORD | EF | X | X | X | - | X | X | X | X | - | - | X | V1.0 | V1.0 | V1.0 | V1.0 | V1.0 | V1.0 | V1.0 | V1.0 | V1.0 | V1.0 | V1.0 | V1.0 | V1.0 | V1.0 | V1.0 | V1.0 | -
AND_AREBOOL | EF | X | X | X | - | X | X | X | X | - | - | X | V1.0 | V1.0 | V1.0 | V1.0 | V1.0 | V1.0 | V1.0 | V1.0 | V1.0 | V1.0 | V1.0 | V1.0 | V1.0 | V1.0 | V1.0 | V1.0 | -
AND_ARWORD | EF | X | X | X | - | X | X | X | X | - | - | X | V1.0 | V1.0 | V1.0 | V1.0 | V1.0 | V1.0 | V1.0 | V1.0 | V1.0 | V1.0 | V1.0 | V1.0 | V1.0 | V1.0 | V1.0 | V1.0 | -
AND_ARWORD_WORD | EF | X | X | X | - | X | X | X | X | - | - | X | V1.0 | V1.0 | V1.0 | V1.0 | V1.0 | V1.0 | V1.0 | V1.0 | V1.0 | V1.0 | V1.0 | V1.0 | V1.0 | V1.0 | V1.0 | V1.0 | -
COPY_ARDINT_AREBOOL | EF | X | X | X | - | X | X | X | X | - | - | X | V1.0 | V1.0 | V1.0 | V1.0 | V1.0 | V1.0 | V1.0 | V1.0 | V1.0 | V1.0 | V1.0 | V1.0 | V1.0 | V1.0 | V1.0 | V1.0 | -
COPY_AREBOOL_ARDINT | EF | X | X | X | - | X | X | X | X | - | - | X | V1.0 | V1.0 | V1.0 | V1.0 | V1.0 | V1.0 | V1.0 | V1.0 | V1.0 | V1.0 | V1.0 | V1.0 | V1.0 | V1.0 | V1.0 | V1.0 | -
COPY_AREBOOL_AREBOOL | EF | X | X | X | - | X | X | X | X | - | - | X | V1.0 | V1.0 | V1.0 | V1.0 | V1.0 | V1.0 | V1.0 | V1.0 | V1.0 | V1.0 | V1.0 | V1.0 | V1.0 | V1.0 | V1.0 | V1.0 | -
COPY_AREBOOL_ARINT | EF | X | X | X | - | X | X | X | X | - | - | X | V1.0 | V1.0 | V1.0 | V1.0 | V1.0 | V1.0 | V1.0 | V1.0 | V1.0 | V1.0 | V1.0 | V1.0 | V1.0 | V1.0 | V1.0 | V1.0 | -
COPY_ARINT_AREBOOL | EF | X | X | X | - | X | X | X | X | - | - | X | V1.0 | V1.0 | V1.0 | V1.0 | V1.0 | V1.0 | V1.0 | V1.0 | V1.0 | V1.0 | V1.0 | V1.0 | V1.0 | V1.0 | V1.0 | V1.0 | -
DIV_ARDINT | EF | X | X | X | - | X | X | X | X | - | - | X | V1.0 | V1.0 | V1.0 | V1.0 | V1.0 | V1.0 | V1.0 | V1.0 | V1.0 | V1.0 | V1.0 | V1.0 | V1.0 | V1.0 | V1.0 | V1.0 | -
DIV_ARDINT_DINT | EF | X | X | X | - | X | X | X | X | - | - | X | V1.0 | V1.0 | V1.0 | V1.0 | V1.0 | V1.0 | V1.0 | V1.0 | V1.0 | V1.0 | V1.0 | V1.0 | V1.0 | V1.0 | V1.0 | V1.0 | -
DIV_ARINT | EF | X | X | X | - | X | X | X | X | - | - | X | V1.0 | V1.0 | V1.0 | V1.0 | V1.0 | V1.0 | V1.0 | V1.0 | V1.0 | V1.0 | V1.0 | V1.0 | V1.0 | V1.0 | V1.0 | V1.0 | -
DIV_ARINT_INT | EF | X | X | X | - | X | X | X | X | - | - | X | V1.0 | V1.0 | V1.0 | V1.0 | V1.0 | V1.0 | V1.0 | V1.0 | V1.0 | V1.0 | V1.0 | V1.0 | V1.0 | V1.0 | V1.0 | V1.0 | -
DIV_DINT_ARDINT | EF | X | X | X | - | X | X | X | X | - | - | X | V1.0 | V1.0 | V1.0 | V1.0 | V1.0 | V1.0 | V1.0 | V1.0 | V1.0 | V1.0 | V1.0 | V1.0 | V1.0 | V1.0 | V1.0 | V1.0 | -
DIV_INT_ARINT | EF | X | X | X | - | X | X | X | X | - | - | X | V1.0 | V1.0 | V1.0 | V1.0 | V1.0 | V1.0 | V1.0 | V1.0 | V1.0 | V1.0 | V1.0 | V1.0 | V1.0 | V1.0 | V1.0 | V1.0 | -
EQUAL_ARDINT | EF | X | X | X | - | X | X | X | X | - | - | X | V1.0 | V1.0 | V1.0 | V1.0 | V1.0 | V1.0 | V1.0 | V1.0 | V1.0 | V1.0 | V1.0 | V1.0 | V1.0 | V1.0 | V1.0 | V1.0 | -
EQUAL_ARDWORD | EF | X | X | X | - | X | X | X | X | - | - | X | V1.0 | V1.0 | V1.0 | V1.0 | V1.0 | V1.0 | V1.0 | V1.0 | V1.0 | V1.0 | V1.0 | V1.0 | V1.0 | V1.0 | V1.0 | V1.0 | -
EQUAL_ARINT | EF | X | X | X | - | X | M | X | X | - | - | X | V1.0 | V1.0 | V1.0 | V1.0 | V1.0 | V1.0 | V1.0 | V1.0 | V1.0 | V1.0 | V1.0 | V1.0 | V1.0 | V1.0 | V1.0 | V1.0 | -
EQUAL_ARREAL | EF | X | X | X | - | X | X | X | X | - | - | X | V1.0 | V1.0 | V1.0 | V1.0 | V1.0 | V1.0 | V1.0 | V1.0 | V1.0 | V1.0 | V1.0 | V1.0 | V1.0 | V1.0 | V1.0 | V1.0 | -
EQUAL_ARWORD | EF | X | X | X | - | X | X | X | X | - | - | X | V1.0 | V1.0 | V1.0 | V1.0 | V1.0 | V1.0 | V1.0 | V1.0 | V1.0 | V1.0 | V1.0 | V1.0 | V1.0 | V1.0 | V1.0 | V1.0 | -
EXTRACT | EF_procedure | X | X | X | - | X | X | X | X | - | - | X | - | - | - | - | - | - | V1.1 | V1.2 | V1.2 | V1.2 | V1.2 | V1.2 | V1.2 | V1.2 | V1.2 | V1.2 | X | Fix wrong behavior when used in a DFB with a "ANY_ARRAY_INT"
FIND_EQ_ARDINT | EF | X | X | X | - | X | X | X | X | - | - | X | V1.0 | V1.0 | V1.0 | V1.0 | V1.0 | V1.0 | V1.0 | V1.0 | V1.0 | V1.0 | V1.0 | V1.0 | V1.0 | V1.0 | V1.0 | V1.0 | -
FIND_EQ_ARDWORD | EF | X | X | X | - | X | X | X | X | - | - | X | V1.0 | V1.0 | V1.0 | V1.0 | V1.0 | V1.0 | V1.0 | V1.0 | V1.0 | V1.0 | V1.0 | V1.0 | V1.0 | V1.0 | V1.0 | V1.0 | -
FIND_EQ_ARINT | EF | X | X | X | - | X | X | X | X | - | - | X | V1.0 | V1.0 | V1.0 | V1.0 | V1.0 | V1.0 | V1.0 | V1.0 | V1.0 | V1.0 | V1.0 | V1.0 | V1.0 | V1.0 | V1.0 | V1.0 | -
FIND_EQ_ARREAL | EF | X | X | X | - | X | X | X | X | - | - | X | V1.0 | V1.0 | V1.0 | V1.0 | V1.0 | V1.0 | V1.0 | V1.0 | V1.0 | V1.0 | V1.0 | V1.0 | V1.0 | V1.0 | V1.0 | V1.0 | -
FIND_EQ_ARWORD | EF | X | X | X | - | X | X | X | X | - | - | X | V1.0 | V1.0 | V1.0 | V1.0 | V1.0 | V1.0 | V1.0 | V1.0 | V1.0 | V1.0 | V1.0 | V1.0 | V1.0 | V1.0 | V1.0 | V1.0 | -
FIND_EQP_ARDINT | EF | X | X | X | - | X | X | X | X | - | - | X | V1.0 | V1.0 | V1.0 | V1.0 | V1.0 | V1.0 | V1.0 | V1.0 | V1.0 | V1.0 | V1.0 | V1.0 | V1.0 | V1.0 | V1.0 | V1.0 | -
FIND_EQP_ARDWORD | EF | X | X | X | - | X | X | X | X | - | - | X | V1.0 | V1.0 | V1.0 | V1.0 | V1.0 | V1.0 | V1.0 | V1.0 | V1.0 | V1.0 | V1.0 | V1.0 | V1.0 | V1.0 | V1.0 | V1.0 | -
FIND_EQP_ARINT | EF | X | X | X | - | X | X | X | X | - | - | X | V1.0 | V1.0 | V1.0 | V1.0 | V1.0 | V1.0 | V1.0 | V1.0 | V1.0 | V1.0 | V1.0 | V1.0 | V1.0 | V1.0 | V1.0 | V1.0 | -
FIND_EQP_ARREAL | EF | X | X | X | - | X | X | X | X | - | - | X | V1.0 | V1.0 | V1.0 | V1.0 | V1.0 | V1.0 | V1.0 | V1.0 | V1.0 | V1.0 | V1.0 | V1.0 | V1.0 | V1.0 | V1.0 | V1.0 | -
FIND_EQP_ARWORD | EF | X | X | X | - | X | X | X | X | - | - | X | V1.0 | V1.0 | V1.0 | V1.0 | V1.0 | V1.0 | V1.0 | V1.0 | V1.0 | V1.0 | V1.0 | V1.0 | V1.0 | V1.0 | V1.0 | V1.0 | -
FIND_GT_ARDINT | EF | X | X | X | - | X | X | X | X | - | - | X | V1.0 | V1.0 | V1.0 | V1.0 | V1.0 | V1.0 | V1.0 | V1.0 | V1.0 | V1.0 | V1.0 | V1.0 | V1.0 | V1.0 | V1.0 | V1.0 | -
FIND_GT_ARDWORD | EF | X | X | X | - | X | X | X | X | - | - | X | V1.0 | V1.0 | V1.0 | V1.0 | V1.0 | V1.0 | V1.0 | V1.0 | V1.0 | V1.0 | V1.0 | V1.0 | V1.0 | V1.0 | V1.0 | V1.0 | -
FIND_GT_ARINT | EF | X | X | X | - | X | X | X | X | - | - | X | V1.0 | V1.0 | V1.0 | V1.0 | V1.0 | V1.0 | V1.0 | V1.0 | V1.0 | V1.0 | V1.0 | V1.0 | V1.0 | V1.0 | V1.0 | V1.0 | -
FIND_GT_ARREAL | EF | X | X | X | - | X | X | X | X | - | - | X | V1.0 | V1.0 | V1.0 | V1.0 | V1.0 | V1.0 | V1.0 | V1.0 | V1.0 | V1.0 | V1.0 | V1.0 | V1.0 | V1.0 | V1.0 | V1.0 | -
FIND_GT_ARWORD | EF | X | X | X | - | X | X | X | X | - | - | X | V1.0 | V1.0 | V1.0 | V1.0 | V1.0 | V1.0 | V1.0 | V1.0 | V1.0 | V1.0 | V1.0 | V1.0 | V1.0 | V1.0 | V1.0 | V1.0 | -
FIND_LT_ARDINT | EF | X | X | X | - | X | X | X | X | - | - | X | V1.0 | V1.0 | V1.0 | V1.0 | V1.0 | V1.0 | V1.0 | V1.0 | V1.0 | V1.0 | V1.0 | V1.0 | V1.0 | V1.0 | V1.0 | V1.0 | -
FIND_LT_ARDWORD | EF | X | X | X | - | X | X | X | X | - | - | X | V1.0 | V1.0 | V1.0 | V1.0 | V1.0 | V1.0 | V1.0 | V1.0 | V1.0 | V1.0 | V1.0 | V1.0 | V1.0 | V1.0 | V1.0 | V1.0 | -
FIND_LT_ARINT | EF | X | X | X | - | X | X | X | X | - | - | X | V1.0 | V1.0 | V1.0 | V1.0 | V1.0 | V1.0 | V1.0 | V1.0 | V1.0 | V1.0 | V1.0 | V1.0 | V1.0 | V1.0 | V1.0 | V1.0 | -
FIND_LT_ARREAL | EF | X | X | X | - | X | X | X | X | - | - | X | V1.0 | V1.0 | V1.0 | V1.0 | V1.0 | V1.0 | V1.0 | V1.0 | V1.0 | V1.0 | V1.0 | V1.0 | V1.0 | V1.0 | V1.0 | V1.0 | -
FIND_LT_ARWORD | EF | X | X | X | - | X | X | X | X | - | - | X | V1.0 | V1.0 | V1.0 | V1.0 | V1.0 | V1.0 | V1.0 | V1.0 | V1.0 | V1.0 | V1.0 | V1.0 | V1.0 | V1.0 | V1.0 | V1.0 | -
LENGTH_ARBOOL | EF | X | X | X | - | X | X | X | X | - | - | X | V1.0 | V1.0 | V1.0 | V1.0 | V1.0 | V1.0 | V1.0 | V1.0 | V1.0 | V1.0 | V1.0 | V1.0 | V1.0 | V1.0 | V1.0 | V1.0 | -
LENGTH_ARBYTE | EF | X | X | X | - | X | X | X | X | - | - | X | V1.0 | V1.0 | V1.0 | V1.0 | V1.0 | V1.0 | V1.0 | V1.0 | V1.0 | V1.0 | V1.0 | V1.0 | V1.0 | V1.0 | V1.0 | V1.0 | -
LENGTH_ARDATE | EF | X | X | X | - | X | X | X | X | - | - | X | V1.0 | V1.0 | V1.0 | V1.0 | V1.0 | V1.0 | V1.0 | V1.0 | V1.0 | V1.0 | V1.0 | V1.0 | V1.0 | V1.0 | V1.0 | V1.0 | -
LENGTH_ARDINT | EF | X | X | X | - | X | X | X | X | - | - | X | V1.0 | V1.0 | V1.0 | V1.0 | V1.0 | V1.0 | V1.0 | V1.0 | V1.0 | V1.0 | V1.0 | V1.0 | V1.0 | V1.0 | V1.0 | V1.0 | -
LENGTH_ARDT | EF | X | X | X | - | X | X | X | X | - | - | X | V1.0 | V1.0 | V1.0 | V1.0 | V1.0 | V1.0 | V1.0 | V1.0 | V1.0 | V1.0 | V1.0 | V1.0 | V1.0 | V1.0 | V1.0 | V1.0 | -
LENGTH_ARDWORD | EF | X | X | X | - | X | X | X | X | - | - | X | V1.0 | V1.0 | V1.0 | V1.0 | V1.0 | V1.0 | V1.0 | V1.0 | V1.0 | V1.0 | V1.0 | V1.0 | V1.0 | V1.0 | V1.0 | V1.0 | -
LENGTH_AREBOOL | EF | X | X | X | - | X | X | X | X | - | - | X | V1.0 | V1.0 | V1.0 | V1.0 | V1.0 | V1.0 | V1.0 | V1.0 | V1.0 | V1.0 | V1.0 | V1.0 | V1.0 | V1.0 | V1.0 | V1.0 | -
LENGTH_ARINT | EF | X | X | X | - | X | X | X | X | - | - | X | V1.0 | V1.0 | V1.0 | V1.0 | V1.0 | V1.0 | V1.0 | V1.0 | V1.0 | V1.0 | V1.0 | V1.0 | V1.0 | V1.0 | V1.0 | V1.0 | -
LENGTH_ARREAL | EF | X | X | X | - | X | X | X | X | - | - | X | V1.0 | V1.0 | V1.0 | V1.0 | V1.0 | V1.0 | V1.0 | V1.0 | V1.0 | V1.0 | V1.0 | V1.0 | V1.0 | V1.0 | V1.0 | V1.0 | -
LENGTH_ARSTRING | EF | X | X | X | - | X | X | X | X | - | - | X | V1.0 | V1.0 | V1.0 | V1.0 | V1.0 | V1.0 | V1.0 | V1.0 | V1.0 | V1.0 | V1.0 | V1.0 | V1.0 | V1.0 | V1.0 | V1.0 | -
LENGTH_ARTIME | EF | X | X | X | - | X | X | X | X | - | - | X | V1.0 | V1.0 | V1.0 | V1.0 | V1.0 | V1.0 | V1.0 | V1.0 | V1.0 | V1.0 | V1.0 | V1.0 | V1.0 | V1.0 | V1.0 | V1.0 | -
LENGTH_ARTOD | EF | X | X | X | - | X | X | X | X | - | - | X | V1.0 | V1.0 | V1.0 | V1.0 | V1.0 | V1.0 | V1.0 | V1.0 | V1.0 | V1.0 | V1.0 | V1.0 | V1.0 | V1.0 | V1.0 | V1.0 | -
LENGTH_ARUDINT | EF | X | X | X | - | X | X | X | X | - | - | X | V1.0 | V1.0 | V1.0 | V1.0 | V1.0 | V1.0 | V1.0 | V1.0 | V1.0 | V1.0 | V1.0 | V1.0 | V1.0 | V1.0 | V1.0 | V1.0 | -
LENGTH_ARUINT | EF | X | X | X | - | X | X | X | X | - | - | X | V1.0 | V1.0 | V1.0 | V1.0 | V1.0 | V1.0 | V1.0 | V1.0 | V1.0 | V1.0 | V1.0 | V1.0 | V1.0 | V1.0 | V1.0 | V1.0 | -
LENGTH_ARWORD | EF | X | X | X | - | X | X | X | X | - | - | X | V1.0 | V1.0 | V1.0 | V1.0 | V1.0 | V1.0 | V1.0 | V1.0 | V1.0 | V1.0 | V1.0 | V1.0 | V1.0 | V1.0 | V1.0 | V1.0 | -
MAX_ARDINT | EF | X | X | X | - | X | X | X | X | - | - | X | V1.0 | V1.0 | V1.0 | V1.0 | V1.0 | V1.0 | V1.0 | V1.0 | V1.0 | V1.0 | V1.0 | V1.0 | V1.0 | V1.0 | V1.0 | V1.0 | -
MAX_ARDWORD | EF | X | X | X | - | X | X | X | X | - | - | X | V1.0 | V1.0 | V1.0 | V1.0 | V1.0 | V1.0 | V1.0 | V1.0 | V1.0 | V1.0 | V1.0 | V1.0 | V1.0 | V1.0 | V1.0 | V1.0 | -
MAX_ARINT | EF | X | X | X | - | X | X | X | X | - | - | X | V1.0 | V1.0 | V1.0 | V1.0 | V1.0 | V1.0 | V1.0 | V1.0 | V1.0 | V1.0 | V1.0 | V1.0 | V1.0 | V1.0 | V1.0 | V1.0 | -
MAX_ARREAL | EF | X | X | X | - | X | X | X | X | - | - | X | V1.0 | V1.0 | V1.0 | V1.0 | V1.0 | V1.0 | V1.0 | V1.0 | V1.0 | V1.0 | V1.0 | V1.0 | V1.0 | V1.0 | V1.0 | V1.0 | -
MAX_ARWORD | EF | X | X | X | - | X | X | X | X | - | - | X | V1.0 | V1.0 | V1.0 | V1.0 | V1.0 | V1.0 | V1.0 | V1.0 | V1.0 | V1.0 | V1.0 | V1.0 | V1.0 | V1.0 | V1.0 | V1.0 | -
MIN_ARDINT | EF | X | X | X | - | X | X | X | X | - | - | X | V1.0 | V1.0 | V1.0 | V1.0 | V1.0 | V1.0 | V1.0 | V1.0 | V1.0 | V1.0 | V1.0 | V1.0 | V1.0 | V1.0 | V1.0 | V1.0 | -
MIN_ARDWORD | EF | X | X | X | - | X | X | X | X | - | - | X | V1.0 | V1.0 | V1.0 | V1.0 | V1.0 | V1.0 | V1.0 | V1.0 | V1.0 | V1.0 | V1.0 | V1.0 | V1.0 | V1.0 | V1.0 | V1.0 | -
MIN_ARINT | EF | X | X | X | - | X | X | X | X | - | - | X | V1.0 | V1.0 | V1.0 | V1.0 | V1.0 | V1.0 | V1.0 | V1.0 | V1.0 | V1.0 | V1.0 | V1.0 | V1.0 | V1.0 | V1.0 | V1.0 | -
MIN_ARREAL | EF | X | X | X | - | X | X | X | X | - | - | X | V1.0 | V1.0 | V1.0 | V1.0 | V1.0 | V1.0 | V1.0 | V1.0 | V1.0 | V1.0 | V1.0 | V1.0 | V1.0 | V1.0 | V1.0 | V1.0 | -
MIN_ARWORD | EF | X | X | X | - | X | X | X | X | - | - | X | V1.0 | V1.0 | V1.0 | V1.0 | V1.0 | V1.0 | V1.0 | V1.0 | V1.0 | V1.0 | V1.0 | V1.0 | V1.0 | V1.0 | V1.0 | V1.0 | -
MOD_ARDINT | EF | X | X | X | - | X | X | X | X | - | - | X | V1.0 | V1.0 | V1.0 | V1.0 | V1.0 | V1.0 | V1.0 | V1.0 | V1.0 | V1.0 | V1.0 | V1.0 | V1.0 | V1.0 | V1.0 | V1.0 | -
MOD_ARDINT_DINT | EF | X | X | X | - | X | X | X | X | - | - | X | V1.0 | V1.0 | V1.0 | V1.0 | V1.0 | V1.0 | V1.0 | V1.0 | V1.0 | V1.0 | V1.0 | V1.0 | V1.0 | V1.0 | V1.0 | V1.0 | -
MOD_ARINT | EF | X | X | X | - | X | X | X | X | - | - | X | V1.0 | V1.0 | V1.0 | V1.0 | V1.0 | V1.0 | V1.0 | V1.0 | V1.0 | V1.0 | V1.0 | V1.0 | V1.0 | V1.0 | V1.0 | V1.0 | -
MOD_ARINT_INT | EF | X | X | X | - | X | X | X | X | - | - | X | V1.0 | V1.0 | V1.0 | V1.0 | V1.0 | V1.0 | V1.0 | V1.0 | V1.0 | V1.0 | V1.0 | V1.0 | V1.0 | V1.0 | V1.0 | V1.0 | -
MOD_DINT_ARDINT | EF | X | X | X | - | X | X | X | X | - | - | X | V1.0 | V1.0 | V1.0 | V1.0 | V1.0 | V1.0 | V1.0 | V1.0 | V1.0 | V1.0 | V1.0 | V1.0 | V1.0 | V1.0 | V1.0 | V1.0 | -
MOD_INT_ARINT | EF | X | X | X | - | X | X | X | X | - | - | X | V1.0 | V1.0 | V1.0 | V1.0 | V1.0 | V1.0 | V1.0 | V1.0 | V1.0 | V1.0 | V1.0 | V1.0 | V1.0 | V1.0 | V1.0 | V1.0 | -
MOVE_AREBOOL_DINT | EF_procedure | X | X | X | - | X | X | X | X | - | - | X | V1.0 | V1.0 | V1.0 | V1.0 | V1.0 | V1.0 | V1.0 | V1.0 | V1.0 | V1.0 | V1.0 | V1.0 | V1.0 | V1.0 | V1.0 | V1.0 | -
MOVE_AREBOOL_INT | EF_procedure | X | X | X | - | X | X | X | X | - | - | X | V1.0 | V1.0 | V1.0 | V1.0 | V1.0 | V1.0 | V1.0 | V1.0 | V1.0 | V1.0 | V1.0 | V1.0 | V1.0 | V1.0 | V1.0 | V1.0 | -
MOVE_BOOL_AREBOOL | EF_procedure | X | X | X | - | X | X | X | X | - | - | X | V1.0 | V1.0 | V1.0 | V1.0 | V1.0 | V1.0 | V1.0 | V1.0 | V1.0 | V1.0 | V1.0 | V1.0 | V1.0 | V1.0 | V1.0 | V1.0 | -
MOVE_DINT_ARDINT | EF_procedure | X | X | X | - | X | X | X | X | - | - | X | V1.0 | V1.0 | V1.0 | V1.0 | V1.0 | V1.0 | V1.0 | V1.0 | V1.0 | V1.0 | V1.0 | V1.0 | V1.0 | V1.0 | V1.0 | V1.0 | -
MOVE_DINT_AREBOOL | EF_procedure | X | X | X | - | X | X | X | X | - | - | X | V1.0 | V1.0 | V1.0 | V1.0 | V1.0 | V1.0 | V1.0 | V1.0 | V1.0 | V1.0 | V1.0 | V1.0 | V1.0 | V1.0 | V1.0 | V1.0 | -
MOVE_DWORD_ARDWORD | EF_procedure | X | X | X | - | X | X | X | X | - | - | X | V1.0 | V1.0 | V1.0 | V1.0 | V1.0 | V1.0 | V1.0 | V1.0 | V1.0 | V1.0 | V1.0 | V1.0 | V1.0 | V1.0 | V1.0 | V1.0 | -
MOVE_INT_AREBOOL | EF_procedure | X | X | X | - | X | X | X | X | - | - | X | V1.0 | V1.0 | V1.0 | V1.0 | V1.0 | V1.0 | V1.0 | V1.0 | V1.0 | V1.0 | V1.0 | V1.0 | V1.0 | V1.0 | V1.0 | V1.0 | -
MOVE_INT_ARINT | EF_procedure | X | X | X | - | X | X | X | X | - | - | X | V1.0 | V1.0 | V1.0 | V1.0 | V1.0 | V1.0 | V1.0 | V1.0 | V1.0 | V1.0 | V1.0 | V1.0 | V1.0 | V1.0 | V1.0 | V1.0 | -
MOVE_REAL_ARREAL | EF_procedure | X | X | X | - | X | X | X | X | - | - | X | V1.0 | V1.0 | V1.0 | V1.0 | V1.0 | V1.0 | V1.0 | V1.0 | V1.0 | V1.0 | V1.0 | V1.0 | V1.0 | V1.0 | V1.0 | V1.0 | -
MOVE_WORD_ARWORD | EF_procedure | X | X | X | - | X | X | X | X | - | - | X | V1.0 | V1.0 | V1.0 | V1.0 | V1.0 | V1.0 | V1.0 | V1.0 | V1.0 | V1.0 | V1.0 | V1.0 | V1.0 | V1.0 | V1.0 | V1.0 | -
MUL_ARDINT | EF | X | X | X | - | X | X | X | X | - | - | X | V1.0 | V1.0 | V1.0 | V1.0 | V1.0 | V1.0 | V1.0 | V1.0 | V1.0 | V1.0 | V1.0 | V1.0 | V1.0 | V1.0 | V1.0 | V1.0 | -
MUL_ARDINT_DINT | EF | X | X | X | - | X | X | X | X | - | - | X | V1.0 | V1.0 | V1.0 | V1.0 | V1.0 | V1.1 | V1.1 | V1.1 | V1.1 | V1.1 | V1.1 | V1.1 | V1.1 | V1.1 | V1.1 | V1.1 | X | M340 : Fonction is executed twice
MUL_ARINT | EF | X | X | X | - | X | X | X | X | - | - | X | V1.0 | V1.0 | V1.0 | V1.0 | V1.0 | V1.0 | V1.0 | V1.0 | V1.0 | V1.0 | V1.0 | V1.0 | V1.0 | V1.0 | V1.0 | V1.0 | -
MUL_ARINT_INT | EF | X | X | X | - | X | X | X | X | - | - | X | V1.0 | V1.0 | V1.0 | V1.0 | V1.0 | V1.0 | V1.0 | V1.0 | V1.0 | V1.0 | V1.0 | V1.0 | V1.0 | V1.0 | V1.0 | V1.0 | -
NOT_ARDWORD | EF | X | X | X | - | X | X | X | X | - | - | X | V1.0 | V1.0 | V1.0 | V1.0 | V1.0 | V1.0 | V1.0 | V1.0 | V1.0 | V1.0 | V1.0 | V1.0 | V1.0 | V1.0 | V1.0 | V1.0 | -
NOT_AREBOOL | EF | X | X | X | - | X | X | X | X | - | - | X | V1.0 | V1.0 | V1.0 | V1.0 | V1.0 | V1.0 | V1.0 | V1.0 | V1.0 | V1.0 | V1.0 | V1.0 | V1.0 | V1.0 | V1.0 | V1.0 | -
NOT_ARWORD | EF | X | X | X | - | X | X | X | X | - | - | X | V1.0 | V1.0 | V1.0 | V1.0 | V1.0 | V1.0 | V1.0 | V1.0 | V1.0 | V1.0 | V1.0 | V1.0 | V1.0 | V1.0 | V1.0 | V1.0 | -
OCCUR_ARDINT | EF | X | X | X | - | X | X | X | X | - | - | X | V1.0 | V1.0 | V1.0 | V1.0 | V1.0 | V1.0 | V1.0 | V1.0 | V1.0 | V1.0 | V1.0 | V1.0 | V1.0 | V1.0 | V1.0 | V1.0 | -
OCCUR_ARDWORD | EF | X | X | X | - | X | X | X | X | - | - | X | V1.0 | V1.0 | V1.0 | V1.0 | V1.0 | V1.0 | V1.0 | V1.0 | V1.0 | V1.0 | V1.0 | V1.0 | V1.0 | V1.0 | V1.0 | V1.0 | -
OCCUR_ARINT | EF | X | X | X | - | X | X | X | X | - | - | X | V1.0 | V1.0 | V1.0 | V1.0 | V1.0 | V1.0 | V1.0 | V1.0 | V1.0 | V1.0 | V1.0 | V1.0 | V1.0 | V1.0 | V1.0 | V1.0 | -
OCCUR_ARREAL | EF | X | X | X | - | X | X | X | X | - | - | X | V1.0 | V1.0 | V1.0 | V1.0 | V1.0 | V1.0 | V1.0 | V1.0 | V1.0 | V1.0 | V1.0 | V1.0 | V1.0 | V1.0 | V1.0 | V1.0 | -
OCCUR_ARWORD | EF | X | X | X | - | X | X | X | X | - | - | X | V1.0 | V1.0 | V1.0 | V1.0 | V1.0 | V1.0 | V1.0 | V1.0 | V1.0 | V1.0 | V1.0 | V1.0 | V1.0 | V1.0 | V1.0 | V1.0 | -
OR_ARDWORD | EF | X | X | X | - | X | X | X | X | - | - | X | V1.0 | V1.0 | V1.0 | V1.0 | V1.0 | V1.0 | V1.0 | V1.0 | V1.0 | V1.0 | V1.0 | V1.0 | V1.0 | V1.0 | V1.0 | V1.0 | -
OR_ARDWORD_DWORD | EF | X | X | X | - | X | X | X | X | - | - | X | V1.0 | V1.0 | V1.0 | V1.0 | V1.0 | V1.0 | V1.0 | V1.0 | V1.0 | V1.0 | V1.0 | V1.0 | V1.0 | V1.0 | V1.0 | V1.0 | -
OR_AREBOOL | EF | X | X | X | - | X | X | X | X | - | - | X | V1.0 | V1.0 | V1.0 | V1.0 | V1.0 | V1.0 | V1.0 | V1.0 | V1.0 | V1.0 | V1.0 | V1.0 | V1.0 | V1.0 | V1.0 | V1.0 | -
OR_ARWORD | EF | X | X | X | - | X | X | X | X | - | - | X | V1.0 | V1.0 | V1.0 | V1.0 | V1.0 | V1.0 | V1.0 | V1.0 | V1.0 | V1.0 | V1.0 | V1.0 | V1.0 | V1.0 | V1.0 | V1.0 | -
OR_ARWORD_WORD | EF | X | X | X | - | X | X | X | X | - | - | X | V1.0 | V1.0 | V1.0 | V1.0 | V1.0 | V1.0 | V1.0 | V1.0 | V1.0 | V1.0 | V1.0 | V1.0 | V1.0 | V1.0 | V1.0 | V1.0 | -
ROL_ARDINT | EF_procedure | X | X | X | - | X | X | X | X | - | - | X | V1.0 | V1.0 | V1.0 | V1.0 | V1.0 | V1.0 | V1.0 | V1.0 | V1.0 | V1.0 | V1.0 | V1.0 | V1.0 | V1.0 | V1.0 | V1.0 | -
ROL_ARDWORD | EF_procedure | X | X | X | - | X | X | X | X | - | - | X | V1.0 | V1.0 | V1.0 | V1.0 | V1.0 | V1.0 | V1.0 | V1.0 | V1.0 | V1.0 | V1.0 | V1.0 | V1.0 | V1.0 | V1.0 | V1.0 | -
ROL_ARINT | EF_procedure | X | X | X | - | X | X | X | X | - | - | X | V1.0 | V1.0 | V1.0 | V1.0 | V1.0 | V1.0 | V1.0 | V1.0 | V1.0 | V1.0 | V1.0 | V1.0 | V1.0 | V1.0 | V1.0 | V1.0 | -
ROL_ARREAL | EF_procedure | X | X | X | - | X | X | X | X | - | - | X | V1.0 | V1.0 | V1.0 | V1.0 | V1.0 | V1.0 | V1.0 | V1.0 | V1.0 | V1.0 | V1.0 | V1.0 | V1.0 | V1.0 | V1.0 | V1.0 | -
ROL_ARWORD | EF_procedure | X | X | X | - | X | X | X | X | - | - | X | V1.0 | V1.0 | V1.0 | V1.0 | V1.0 | V1.0 | V1.0 | V1.0 | V1.0 | V1.0 | V1.0 | V1.0 | V1.0 | V1.0 | V1.0 | V1.0 | -
ROR_ARDINT | EF_procedure | X | X | X | - | X | X | X | X | - | - | X | V1.0 | V1.0 | V1.0 | V1.0 | V1.0 | V1.0 | V1.0 | V1.0 | V1.0 | V1.0 | V1.0 | V1.0 | V1.0 | V1.0 | V1.0 | V1.0 | -
ROR_ARDWORD | EF_procedure | X | X | X | - | X | X | X | X | - | - | X | V1.0 | V1.0 | V1.0 | V1.0 | V1.0 | V1.0 | V1.0 | V1.0 | V1.0 | V1.0 | V1.0 | V1.0 | V1.0 | V1.0 | V1.0 | V1.0 | -
ROR_ARINT | EF_procedure | X | X | X | - | X | X | X | X | - | - | X | V1.0 | V1.0 | V1.0 | V1.0 | V1.0 | V1.0 | V1.0 | V1.0 | V1.0 | V1.0 | V1.0 | V1.0 | V1.0 | V1.0 | V1.0 | V1.0 | -
ROR_ARREAL | EF_procedure | X | X | X | - | X | X | X | X | - | - | X | V1.0 | V1.0 | V1.0 | V1.0 | V1.0 | V1.0 | V1.0 | V1.0 | V1.0 | V1.0 | V1.0 | V1.0 | V1.0 | V1.0 | V1.0 | V1.0 | -
ROR_ARWORD | EF_procedure | X | X | X | - | X | X | X | X | - | - | X | V1.0 | V1.0 | V1.0 | V1.0 | V1.0 | V1.0 | V1.0 | V1.0 | V1.0 | V1.0 | V1.0 | V1.0 | V1.0 | V1.0 | V1.0 | V1.0 | -
SIZEOF | EF | X | X | X | - | X | X | X | X | - | - | X | - | - | - | - | - | - | V1.0 | V1.0 | V1.0 | V1.0 | V1.0 | V1.0 | V1.0 | V1.0 | V1.0 | V1.0 | -
SORT_ARDINT | EF_procedure | X | X | X | - | X | X | X | X | - | - | X | V1.0 | V1.0 | V1.0 | V1.0 | V1.0 | V1.0 | V1.0 | V1.0 | V1.0 | V1.0 | V1.0 | V1.0 | V1.0 | V1.0 | V1.0 | V1.0 | -
SORT_ARDWORD | EF_procedure | X | X | X | - | X | X | X | X | - | - | X | V1.0 | V1.0 | V1.0 | V1.0 | V1.0 | V1.0 | V1.0 | V1.0 | V1.0 | V1.0 | V1.0 | V1.0 | V1.0 | V1.0 | V1.0 | V1.0 | -
SORT_ARINT | EF_procedure | X | X | X | - | X | X | X | X | - | - | X | V1.0 | V1.0 | V1.0 | V1.0 | V1.0 | V1.0 | V1.0 | V1.0 | V1.0 | V1.0 | V1.0 | V1.0 | V1.0 | V1.0 | V1.0 | V1.0 | -
SORT_ARREAL | EF_procedure | X | X | X | - | X | X | X | X | - | - | X | V1.0 | V1.0 | V1.0 | V1.0 | V1.0 | V1.0 | V1.0 | V1.0 | V1.0 | V1.0 | V1.0 | V1.0 | V1.0 | V1.0 | V1.0 | V1.0 | -
SORT_ARWORD | EF_procedure | X | X | X | - | X | X | X | X | - | - | X | V1.0 | V1.0 | V1.0 | V1.0 | V1.0 | V1.0 | V1.0 | V1.0 | V1.0 | V1.0 | V1.0 | V1.0 | V1.0 | V1.0 | V1.0 | V1.0 | -
SUB_ARDINT | EF | X | X | X | - | X | X | X | X | - | - | X | V1.0 | V1.0 | V1.0 | V1.0 | V1.0 | V1.0 | V1.0 | V1.0 | V1.0 | V1.0 | V1.0 | V1.0 | V1.0 | V1.0 | V1.0 | V1.0 | -
SUB_ARDINT_DINT | EF | X | X | X | - | X | X | X | X | - | - | X | V1.0 | V1.0 | V1.0 | V1.0 | V1.0 | V1.0 | V1.0 | V1.0 | V1.0 | V1.0 | V1.0 | V1.0 | V1.0 | V1.0 | V1.0 | V1.0 | -
SUB_ARINT | EF | X | X | X | - | X | X | X | X | - | - | X | V1.0 | V1.0 | V1.0 | V1.0 | V1.0 | V1.0 | V1.0 | V1.0 | V1.0 | V1.0 | V1.0 | V1.0 | V1.0 | V1.0 | V1.0 | V1.0 | -
SUB_ARINT_INT | EF | X | X | X | - | X | X | X | X | - | - | X | V1.0 | V1.0 | V1.0 | V1.0 | V1.0 | V1.0 | V1.0 | V1.0 | V1.0 | V1.0 | V1.0 | V1.0 | V1.0 | V1.0 | V1.0 | V1.0 | -
SUB_DINT_ARDINT | EF | X | X | X | - | X | X | X | X | - | - | X | V1.0 | V1.0 | V1.0 | V1.0 | V1.0 | V1.0 | V1.0 | V1.0 | V1.0 | V1.0 | V1.0 | V1.0 | V1.0 | V1.0 | V1.0 | V1.0 | -
SUB_INT_ARINT | EF | X | X | X | - | X | X | X | X | - | - | X | V1.0 | V1.0 | V1.0 | V1.0 | V1.0 | V1.0 | V1.0 | V1.0 | V1.0 | V1.0 | V1.0 | V1.0 | V1.0 | V1.0 | V1.0 | V1.0 | -
SUM_ARDINT | EF | X | X | X | - | X | X | X | X | - | - | X | V1.0 | V1.0 | V1.0 | V1.1 | V1.1 | V1.1 | V1.1 | V1.1 | V1.1 | V1.1 | V1.1 | V1.1 | V1.1 | V1.1 | V1.1 | V1.1 | X | M340 evolution
SUM_ARINT | EF | X | X | X | - | X | X | X | X | - | - | X | V1.0 | V1.0 | V1.0 | V1.1 | V1.1 | V1.1 | V1.1 | V1.1 | V1.1 | V1.1 | V1.1 | V1.1 | V1.1 | V1.1 | V1.1 | V1.1 | X | M340 evolution
SUM_ARREAL | EF | X | X | X | - | X | X | X | X | - | - | X | V1.0 | V1.0 | V1.0 | V1.0 | V1.0 | V1.0 | V1.0 | V1.0 | V1.0 | V1.0 | V1.0 | V1.0 | V1.0 | V1.0 | V1.0 | V1.0 | -
SWAP_ARINT | EF_procedure | X | X | X | - | X | X | X | X | - | - | X | V1.0 | V1.0 | V1.0 | V1.0 | V1.0 | V1.0 | V1.0 | V1.0 | V1.0 | V1.0 | V1.0 | V1.0 | V1.0 | V1.0 | V1.0 | V1.0 | -
SWAP_ARWORD | EF_procedure | X | X | X | - | X | X | X | X | - | - | X | V1.0 | V1.0 | V1.0 | V1.0 | V1.0 | V1.0 | V1.0 | V1.0 | V1.0 | V1.0 | V1.0 | V1.0 | V1.0 | V1.0 | V1.0 | V1.0 | -
XOR_ARDWORD | EF | X | X | X | - | X | X | X | X | - | - | X | V1.0 | V1.0 | V1.0 | V1.0 | V1.0 | V1.0 | V1.0 | V1.0 | V1.0 | V1.0 | V1.0 | V1.0 | V1.0 | V1.0 | V1.0 | V1.0 | -
XOR_ARDWORD_DWORD | EF | X | X | X | - | X | X | X | X | - | - | X | V1.0 | V1.0 | V1.0 | V1.0 | V1.0 | V1.0 | V1.0 | V1.0 | V1.0 | V1.0 | V1.0 | V1.0 | V1.0 | V1.0 | V1.0 | V1.0 | -
XOR_AREBOOL | EF | X | X | X | - | X | X | X | X | - | - | X | V1.0 | V1.0 | V1.0 | V1.0 | V1.0 | V1.0 | V1.0 | V1.0 | V1.0 | V1.0 | V1.0 | V1.0 | V1.0 | V1.0 | V1.0 | V1.0 | -
XOR_ARWORD | EF | X | X | X | - | X | X | X | X | - | - | X | V1.0 | V1.0 | V1.0 | V1.0 | V1.0 | V1.0 | V1.0 | V1.0 | V1.0 | V1.0 | V1.0 | V1.0 | V1.0 | V1.0 | V1.0 | V1.0 | -
XOR_ARWORD_WORD | EF | X | X | X | - | X | X | X | X | - | - | X | V1.0 | V1.0 | V1.0 | V1.0 | V1.0 | V1.0 | V1.0 | V1.0 | V1.0 | V1.0 | V1.0 | V1.0 | V1.0 | V1.0 | V1.0 | V1.0 | -
FAMILY->CLC_INT | 3 | [6 empty] | - | - | - | - | - | [16 empty] | -
PID_INT | EF_procedure | X | X | X | - | X | X | X | - | - | - | - | V1.0 | V1.0 | V1.0 | V1.0 | V1.0 | V1.0 | V1.0 | V1.0 | V1.0 | V1.0 | V1.0 | V1.0 | V1.0 | V1.0 | V1.0 | V1.0 | -
PWM_INT | EF_procedure | X | X | X | - | X | X | X | - | - | - | - | V1.0 | V1.0 | V1.0 | V1.0 | V1.0 | V1.0 | V1.0 | V1.0 | V1.0 | V1.0 | V1.0 | V1.0 | V1.0 | V1.0 | V1.0 | V1.0 | -
SERVO_INT | EF_procedure | X | X | X | - | X | X | X | - | - | - | - | V1.0 | V1.0 | V1.0 | V1.0 | V1.0 | V1.0 | V1.0 | V1.0 | V1.0 | V1.0 | V1.0 | V1.0 | V1.0 | V1.0 | V1.0 | V1.0 | -
FAMILY->Comparison | 92 | [6 empty] | - | - | - | - | - | [16 empty] | -
EQ | EF | X | X | X | - | X | X | X | X | - | - | X | V1.0 | V1.0 | V1.0 | V1.0 | V1.0 | V1.0 | V1.0 | V1.0 | V1.0 | V1.0 | V1.1 | V1.1 | V1.1 | V1.1 | V1.1 | V1.1 | X
EQ_BOOL | EF | X | X | X | - | X | X | X | X | - | - | X | V1.0 | V1.0 | V1.0 | V1.0 | V1.0 | V1.0 | V1.0 | V1.0 | V1.0 | V1.0 | V1.1 | V1.1 | V1.1 | V1.1 | V1.1 | V1.1 | X
EQ_BYTE | EF | X | X | X | - | X | X | X | X | - | - | X | V1.0 | V1.0 | V1.0 | V1.0 | V1.0 | V1.0 | V1.0 | V1.0 | V1.0 | V1.0 | V1.1 | V1.1 | V1.1 | V1.1 | V1.1 | V1.1 | X
EQ_DATE | EF | X | X | X | - | X | X | X | X | - | - | X | V1.0 | V1.0 | V1.0 | V1.0 | V1.0 | V1.0 | V1.0 | V1.0 | V1.0 | V1.0 | V1.1 | V1.1 | V1.1 | V1.1 | V1.1 | V1.1 | X
EQ_DINT | EF | X | X | X | - | X | X | X | X | - | - | X | V1.0 | V1.0 | V1.0 | V1.0 | V1.0 | V1.0 | V1.0 | V1.0 | V1.0 | V1.0 | V1.1 | V1.1 | V1.1 | V1.1 | V1.1 | V1.1 | X
EQ_DT | EF | X | X | X | - | X | X | X | X | - | - | X | V1.0 | V1.0 | V1.0 | V1.0 | V1.0 | V1.0 | V1.0 | V1.0 | V1.0 | V1.0 | V1.1 | V1.1 | V1.1 | V1.1 | V1.1 | V1.1 | X
EQ_DWORD | EF | X | X | X | - | X | X | X | X | - | - | X | V1.0 | V1.0 | V1.0 | V1.0 | V1.0 | V1.0 | V1.0 | V1.0 | V1.0 | V1.0 | V1.1 | V1.1 | V1.1 | V1.1 | V1.1 | V1.1 | X
EQ_INT | EF | X | X | X | - | X | X | X | X | - | - | X | V1.0 | V1.0 | V1.0 | V1.0 | V1.0 | V1.0 | V1.0 | V1.0 | V1.0 | V1.0 | V1.1 | V1.1 | V1.1 | V1.1 | V1.1 | V1.1 | X
EQ_REAL | EF | X | X | X | - | X | X | X | X | - | - | X | V1.0 | V1.0 | V1.0 | V1.0 | V1.0 | V1.0 | V1.0 | V1.0 | V1.0 | V1.0 | V1.1 | V1.1 | V1.1 | V1.1 | V1.1 | V1.1 | X
EQ_REF_ANY | EF | X | X | X | X | X | X | X | X | - | - | X | [10 empty] | V1.1 | V1.1 | V1.1 | V1.1 | V1.1 | V1.1
EQ_STRING | EF | X | X | X | - | X | X | X | X | - | - | X | V1.0 | V1.0 | V1.0 | V1.0 | V1.0 | V1.0 | V1.0 | V1.0 | V1.0 | V1.0 | V1.1 | V1.1 | V1.1 | V1.1 | V1.1 | V1.1 | X
EQ_TIME | EF | X | X | X | - | X | X | X | X | - | - | X | V1.0 | V1.0 | V1.0 | V1.0 | V1.0 | V1.0 | V1.0 | V1.0 | V1.0 | V1.0 | V1.1 | V1.1 | V1.1 | V1.1 | V1.1 | V1.1 | X
EQ_TOD | EF | X | X | X | - | X | X | X | X | - | - | X | V1.0 | V1.0 | V1.0 | V1.0 | V1.0 | V1.0 | V1.0 | V1.0 | V1.0 | V1.0 | V1.1 | V1.1 | V1.1 | V1.1 | V1.1 | V1.1 | X
EQ_UDINT | EF | X | X | X | - | X | X | X | X | - | - | X | V1.0 | V1.0 | V1.0 | V1.0 | V1.0 | V1.0 | V1.0 | V1.0 | V1.0 | V1.0 | V1.1 | V1.1 | V1.1 | V1.1 | V1.1 | V1.1 | X
EQ_UINT | EF | X | X | X | - | X | X | X | X | - | - | X | V1.0 | V1.0 | V1.0 | V1.0 | V1.0 | V1.0 | V1.0 | V1.0 | V1.0 | V1.0 | V1.1 | V1.1 | V1.1 | V1.1 | V1.1 | V1.1 | X
EQ_WORD | EF | X | X | X | - | X | X | X | X | - | - | X | V1.0 | V1.0 | V1.0 | V1.0 | V1.0 | V1.0 | V1.0 | V1.0 | V1.0 | V1.0 | V1.1 | V1.1 | V1.1 | V1.1 | V1.1 | V1.1 | X
GE | EF | X | X | X | - | X | X | X | X | - | - | X | V1.0 | V1.0 | V1.0 | V1.0 | V1.0 | V1.0 | V1.0 | V1.0 | V1.0 | V1.0 | V1.0 | V1.0 | V1.0 | V1.0 | V1.0 | V1.0 | -
GE_BOOL | EF | X | X | X | - | X | X | X | X | - | - | X | V1.0 | V1.0 | V1.0 | V1.0 | V1.0 | V1.0 | V1.0 | V1.0 | V1.0 | V1.0 | V1.0 | V1.0 | V1.0 | V1.0 | V1.0 | V1.0 | -
GE_BYTE | EF | X | X | X | - | X | X | X | X | - | - | X | V1.0 | V1.0 | V1.0 | V1.0 | V1.0 | V1.0 | V1.0 | V1.0 | V1.0 | V1.0 | V1.0 | V1.0 | V1.0 | V1.0 | V1.0 | V1.0 | -
GE_DATE | EF | X | X | X | - | X | X | X | X | - | - | X | V1.0 | V1.0 | V1.0 | V1.0 | V1.0 | V1.0 | V1.0 | V1.0 | V1.0 | V1.0 | V1.0 | V1.0 | V1.0 | V1.0 | V1.0 | V1.0 | -
GE_DINT | EF | X | X | X | - | X | X | X | X | - | - | X | V1.0 | V1.0 | V1.0 | V1.0 | V1.0 | V1.0 | V1.0 | V1.0 | V1.0 | V1.0 | V1.0 | V1.0 | V1.0 | V1.0 | V1.0 | V1.0 | -
GE_DT | EF | X | X | X | - | X | X | X | X | - | - | X | V1.0 | V1.0 | V1.0 | V1.0 | V1.0 | V1.0 | V1.0 | V1.0 | V1.0 | V1.0 | V1.0 | V1.0 | V1.0 | V1.0 | V1.0 | V1.0 | -
GE_DWORD | EF | X | X | X | - | X | X | X | X | - | - | X | V1.0 | V1.0 | V1.0 | V1.0 | V1.0 | V1.0 | V1.0 | V1.0 | V1.0 | V1.0 | V1.0 | V1.0 | V1.0 | V1.0 | V1.0 | V1.0 | -
GE_INT | EF | X | X | X | - | X | X | X | X | - | - | X | V1.0 | V1.0 | V1.0 | V1.0 | V1.0 | V1.0 | V1.0 | V1.0 | V1.0 | V1.0 | V1.0 | V1.0 | V1.0 | V1.0 | V1.0 | V1.0 | -
GE_REAL | EF | X | X | X | - | X | X | X | X | - | - | X | V1.0 | V1.0 | V1.0 | V1.0 | V1.0 | V1.0 | V1.0 | V1.0 | V1.0 | V1.0 | V1.0 | V1.0 | V1.0 | V1.0 | V1.0 | V1.0 | -
GE_STRING | EF | X | X | X | - | X | X | X | X | - | - | X | V1.0 | V1.0 | V1.0 | V1.0 | V1.0 | V1.0 | V1.0 | V1.0 | V1.0 | V1.0 | V1.0 | V1.0 | V1.0 | V1.0 | V1.0 | V1.0 | -
GE_TIME | EF | X | X | X | - | X | X | X | X | - | - | X | V1.0 | V1.0 | V1.0 | V1.0 | V1.0 | V1.0 | V1.0 | V1.0 | V1.0 | V1.0 | V1.0 | V1.0 | V1.0 | V1.0 | V1.0 | V1.0 | -
GE_TOD | EF | X | X | X | - | X | X | X | X | - | - | X | V1.0 | V1.0 | V1.0 | V1.0 | V1.0 | V1.0 | V1.0 | V1.0 | V1.0 | V1.0 | V1.0 | V1.0 | V1.0 | V1.0 | V1.0 | V1.0 | -
GE_UDINT | EF | X | X | X | - | X | X | X | X | - | - | X | V1.0 | V1.0 | V1.0 | V1.0 | V1.0 | V1.0 | V1.0 | V1.0 | V1.0 | V1.0 | V1.0 | V1.0 | V1.0 | V1.0 | V1.0 | V1.0 | -
GE_UINT | EF | X | X | X | - | X | X | X | X | - | - | X | V1.0 | V1.0 | V1.0 | V1.0 | V1.0 | V1.0 | V1.0 | V1.0 | V1.0 | V1.0 | V1.0 | V1.0 | V1.0 | V1.0 | V1.0 | V1.0 | -
GE_WORD | EF | X | X | X | - | X | X | X | X | - | - | X | V1.0 | V1.0 | V1.0 | V1.0 | V1.0 | V1.0 | V1.0 | V1.0 | V1.0 | V1.0 | V1.0 | V1.0 | V1.0 | V1.0 | V1.0 | V1.0 | -
GT | EF | X | X | X | - | X | X | X | X | - | - | X | V1.0 | V1.0 | V1.0 | V1.0 | V1.0 | V1.0 | V1.0 | V1.0 | V1.0 | V1.0 | V1.0 | V1.0 | V1.0 | V1.0 | V1.0 | V1.0 | -
GT_BOOL | EF | X | X | X | - | X | X | X | X | - | - | X | V1.0 | V1.0 | V1.0 | V1.0 | V1.0 | V1.0 | V1.0 | V1.0 | V1.0 | V1.0 | V1.0 | V1.0 | V1.0 | V1.0 | V1.0 | V1.0 | -
GT_BYTE | EF | X | X | X | - | X | X | X | X | - | - | X | V1.0 | V1.0 | V1.0 | V1.0 | V1.0 | V1.0 | V1.0 | V1.0 | V1.0 | V1.0 | V1.0 | V1.0 | V1.0 | V1.0 | V1.0 | V1.0 | -
GT_DATE | EF | X | X | X | - | X | X | X | X | - | - | X | V1.0 | V1.0 | V1.0 | V1.0 | V1.0 | V1.0 | V1.0 | V1.0 | V1.0 | V1.0 | V1.0 | V1.0 | V1.0 | V1.0 | V1.0 | V1.0 | -
GT_DINT | EF | X | X | X | - | X | X | X | X | - | - | X | V1.0 | V1.0 | V1.0 | V1.0 | V1.0 | V1.0 | V1.0 | V1.0 | V1.0 | V1.0 | V1.0 | V1.0 | V1.0 | V1.0 | V1.0 | V1.0 | -
GT_DT | EF | X | X | X | - | X | X | X | X | - | - | X | V1.0 | V1.0 | V1.0 | V1.0 | V1.0 | V1.0 | V1.0 | V1.0 | V1.0 | V1.0 | V1.0 | V1.0 | V1.0 | V1.0 | V1.0 | V1.0 | -
GT_DWORD | EF | X | X | X | - | X | X | X | X | - | - | X | V1.0 | V1.0 | V1.0 | V1.0 | V1.0 | V1.0 | V1.0 | V1.0 | V1.0 | V1.0 | V1.0 | V1.0 | V1.0 | V1.0 | V1.0 | V1.0 | -
GT_INT | EF | X | X | X | - | X | X | X | X | - | - | X | V1.0 | V1.0 | V1.0 | V1.0 | V1.0 | V1.0 | V1.0 | V1.0 | V1.0 | V1.0 | V1.0 | V1.0 | V1.0 | V1.0 | V1.0 | V1.0 | -
GT_REAL | EF | X | X | X | - | X | X | X | X | - | - | X | V1.0 | V1.0 | V1.0 | V1.0 | V1.0 | V1.0 | V1.0 | V1.0 | V1.0 | V1.0 | V1.0 | V1.0 | V1.0 | V1.0 | V1.0 | V1.0 | -
GT_STRING | EF | X | X | X | - | X | X | X | X | - | - | X | V1.0 | V1.0 | V1.0 | V1.0 | V1.0 | V1.0 | V1.0 | V1.0 | V1.0 | V1.0 | V1.0 | V1.0 | V1.0 | V1.0 | V1.0 | V1.0 | -
GT_TIME | EF | X | X | X | - | X | X | X | X | - | - | X | V1.0 | V1.0 | V1.0 | V1.0 | V1.0 | V1.0 | V1.0 | V1.0 | V1.0 | V1.0 | V1.0 | V1.0 | V1.0 | V1.0 | V1.0 | V1.0 | -
GT_TOD | EF | X | X | X | - | X | X | X | X | - | - | X | V1.0 | V1.0 | V1.0 | V1.0 | V1.0 | V1.0 | V1.0 | V1.0 | V1.0 | V1.0 | V1.0 | V1.0 | V1.0 | V1.0 | V1.0 | V1.0 | -
GT_UDINT | EF | X | X | X | - | X | X | X | X | - | - | X | V1.0 | V1.0 | V1.0 | V1.0 | V1.0 | V1.0 | V1.0 | V1.0 | V1.0 | V1.0 | V1.0 | V1.0 | V1.0 | V1.0 | V1.0 | V1.0 | -
GT_UINT | EF | X | X | X | - | X | X | X | X | - | - | X | V1.0 | V1.0 | V1.0 | V1.0 | V1.0 | V1.0 | V1.0 | V1.0 | V1.0 | V1.0 | V1.0 | V1.0 | V1.0 | V1.0 | V1.0 | V1.0 | -
GT_WORD | EF | X | X | X | - | X | X | X | X | - | - | X | V1.0 | V1.0 | V1.0 | V1.0 | V1.0 | V1.0 | V1.0 | V1.0 | V1.0 | V1.0 | V1.0 | V1.0 | V1.0 | V1.0 | V1.0 | V1.0 | -
LE | EF | X | X | X | - | X | X | X | X | - | - | X | V1.0 | V1.0 | V1.0 | V1.0 | V1.0 | V1.0 | V1.0 | V1.0 | V1.0 | V1.0 | V1.0 | V1.0 | V1.0 | V1.0 | V1.0 | V1.0 | -
LE_BOOL | EF | X | X | X | - | X | X | X | X | - | - | X | V1.0 | V1.0 | V1.0 | V1.0 | V1.0 | V1.0 | V1.0 | V1.0 | V1.0 | V1.0 | V1.0 | V1.0 | V1.0 | V1.0 | V1.0 | V1.0 | -
LE_BYTE | EF | X | X | X | - | X | X | X | X | - | - | X | V1.0 | V1.0 | V1.0 | V1.0 | V1.0 | V1.0 | V1.0 | V1.0 | V1.0 | V1.0 | V1.0 | V1.0 | V1.0 | V1.0 | V1.0 | V1.0 | -
LE_DATE | EF | X | X | X | - | X | X | X | X | - | - | X | V1.0 | V1.0 | V1.0 | V1.0 | V1.0 | V1.0 | V1.0 | V1.0 | V1.0 | V1.0 | V1.0 | V1.0 | V1.0 | V1.0 | V1.0 | V1.0 | -
LE_DINT | EF | X | X | X | - | X | X | X | X | - | - | X | V1.0 | V1.0 | V1.0 | V1.0 | V1.0 | V1.0 | V1.0 | V1.0 | V1.0 | V1.0 | V1.0 | V1.0 | V1.0 | V1.0 | V1.0 | V1.0 | -
LE_DT | EF | X | X | X | - | X | X | X | X | - | - | X | V1.0 | V1.0 | V1.0 | V1.0 | V1.0 | V1.0 | V1.0 | V1.0 | V1.0 | V1.0 | V1.0 | V1.0 | V1.0 | V1.0 | V1.0 | V1.0 | -
LE_DWORD | EF | X | X | X | - | X | X | X | X | - | - | X | V1.0 | V1.0 | V1.0 | V1.0 | V1.0 | V1.0 | V1.0 | V1.0 | V1.0 | V1.0 | V1.0 | V1.0 | V1.0 | V1.0 | V1.0 | V1.0 | -
LE_INT | EF | X | X | X | - | X | X | X | X | - | - | X | V1.0 | V1.0 | V1.0 | V1.0 | V1.0 | V1.0 | V1.0 | V1.0 | V1.0 | V1.0 | V1.0 | V1.0 | V1.0 | V1.0 | V1.0 | V1.0 | -
LE_REAL | EF | X | X | X | - | X | X | X | X | - | - | X | V1.0 | V1.0 | V1.0 | V1.0 | V1.0 | V1.0 | V1.0 | V1.0 | V1.0 | V1.0 | V1.0 | V1.0 | V1.0 | V1.0 | V1.0 | V1.0 | -
LE_STRING | EF | X | X | X | - | X | X | X | X | - | - | X | V1.0 | V1.0 | V1.0 | V1.0 | V1.0 | V1.0 | V1.0 | V1.0 | V1.0 | V1.0 | V1.0 | V1.0 | V1.0 | V1.0 | V1.0 | V1.0 | -
LE_TIME | EF | X | X | X | - | X | X | X | X | - | - | X | V1.0 | V1.0 | V1.0 | V1.0 | V1.0 | V1.0 | V1.0 | V1.0 | V1.0 | V1.0 | V1.0 | V1.0 | V1.0 | V1.0 | V1.0 | V1.0 | -
LE_TOD | EF | X | X | X | - | X | X | X | X | - | - | X | V1.0 | V1.0 | V1.0 | V1.0 | V1.0 | V1.0 | V1.0 | V1.0 | V1.0 | V1.0 | V1.0 | V1.0 | V1.0 | V1.0 | V1.0 | V1.0 | -
LE_UDINT | EF | X | X | X | - | X | X | X | X | - | - | X | V1.0 | V1.0 | V1.0 | V1.0 | V1.0 | V1.0 | V1.0 | V1.0 | V1.0 | V1.0 | V1.0 | V1.0 | V1.0 | V1.0 | V1.0 | V1.0 | -
LE_UINT | EF | X | X | X | - | X | X | X | X | - | - | X | V1.0 | V1.0 | V1.0 | V1.0 | V1.0 | V1.0 | V1.0 | V1.0 | V1.0 | V1.0 | V1.0 | V1.0 | V1.0 | V1.0 | V1.0 | V1.0 | -
LE_WORD | EF | X | X | X | - | X | X | X | X | - | - | X | V1.0 | V1.0 | V1.0 | V1.0 | V1.0 | V1.0 | V1.0 | V1.0 | V1.0 | V1.0 | V1.0 | V1.0 | V1.0 | V1.0 | V1.0 | V1.0 | -
LT | EF | X | X | X | - | X | X | X | X | - | - | X | V1.0 | V1.0 | V1.0 | V1.0 | V1.0 | V1.0 | V1.0 | V1.0 | V1.0 | V1.0 | V1.0 | V1.0 | V1.0 | V1.0 | V1.0 | V1.0 | -
LT_BOOL | EF | X | X | X | - | X | X | X | X | - | - | X | V1.0 | V1.0 | V1.0 | V1.0 | V1.0 | V1.0 | V1.0 | V1.0 | V1.0 | V1.0 | V1.0 | V1.0 | V1.0 | V1.0 | V1.0 | V1.0 | -
LT_BYTE | EF | X | X | X | - | X | X | X | X | - | - | X | V1.0 | V1.0 | V1.0 | V1.0 | V1.0 | V1.0 | V1.0 | V1.0 | V1.0 | V1.0 | V1.0 | V1.0 | V1.0 | V1.0 | V1.0 | V1.0 | -
LT_DATE | EF | X | X | X | - | X | X | X | X | - | - | X | V1.0 | V1.0 | V1.0 | V1.0 | V1.0 | V1.0 | V1.0 | V1.0 | V1.0 | V1.0 | V1.0 | V1.0 | V1.0 | V1.0 | V1.0 | V1.0 | -
LT_DINT | EF | X | X | X | - | X | X | X | X | - | - | X | V1.0 | V1.0 | V1.0 | V1.0 | V1.0 | V1.0 | V1.0 | V1.0 | V1.0 | V1.0 | V1.0 | V1.0 | V1.0 | V1.0 | V1.0 | V1.0 | -
LT_DT | EF | X | X | X | - | X | X | X | X | - | - | X | V1.0 | V1.0 | V1.0 | V1.0 | V1.0 | V1.0 | V1.0 | V1.0 | V1.0 | V1.0 | V1.0 | V1.0 | V1.0 | V1.0 | V1.0 | V1.0 | -
LT_DWORD | EF | X | X | X | - | X | X | X | X | - | - | X | V1.0 | V1.0 | V1.0 | V1.0 | V1.0 | V1.0 | V1.0 | V1.0 | V1.0 | V1.0 | V1.0 | V1.0 | V1.0 | V1.0 | V1.0 | V1.0 | -
LT_INT | EF | X | X | X | - | X | X | X | X | - | - | X | V1.0 | V1.0 | V1.0 | V1.0 | V1.0 | V1.0 | V1.0 | V1.0 | V1.0 | V1.0 | V1.0 | V1.0 | V1.0 | V1.0 | V1.0 | V1.0 | -
LT_REAL | EF | X | X | X | - | X | X | X | X | - | - | X | V1.0 | V1.0 | V1.0 | V1.0 | V1.0 | V1.0 | V1.0 | V1.0 | V1.0 | V1.0 | V1.0 | V1.0 | V1.0 | V1.0 | V1.0 | V1.0 | -
LT_STRING | EF | X | X | X | - | X | X | X | X | - | - | X | V1.0 | V1.0 | V1.0 | V1.0 | V1.0 | V1.0 | V1.0 | V1.0 | V1.0 | V1.0 | V1.0 | V1.0 | V1.0 | V1.0 | V1.0 | V1.0 | -
LT_TIME | EF | X | X | X | - | X | X | X | X | - | - | X | V1.0 | V1.0 | V1.0 | V1.0 | V1.0 | V1.0 | V1.0 | V1.0 | V1.0 | V1.0 | V1.0 | V1.0 | V1.0 | V1.0 | V1.0 | V1.0 | -
LT_TOD | EF | X | X | X | - | X | X | X | X | - | - | X | V1.0 | V1.0 | V1.0 | V1.0 | V1.0 | V1.0 | V1.0 | V1.0 | V1.0 | V1.0 | V1.0 | V1.0 | V1.0 | V1.0 | V1.0 | V1.0 | -
LT_UDINT | EF | X | X | X | - | X | X | X | X | - | - | X | V1.0 | V1.0 | V1.0 | V1.0 | V1.0 | V1.0 | V1.0 | V1.0 | V1.0 | V1.0 | V1.0 | V1.0 | V1.0 | V1.0 | V1.0 | V1.0 | -
LT_UINT | EF | X | X | X | - | X | X | X | X | - | - | X | V1.0 | V1.0 | V1.0 | V1.0 | V1.0 | V1.0 | V1.0 | V1.0 | V1.0 | V1.0 | V1.0 | V1.0 | V1.0 | V1.0 | V1.0 | V1.0 | -
LT_WORD | EF | X | X | X | - | X | X | X | X | - | - | X | V1.0 | V1.0 | V1.0 | V1.0 | V1.0 | V1.0 | V1.0 | V1.0 | V1.0 | V1.0 | V1.0 | V1.0 | V1.0 | V1.0 | V1.0 | V1.0 | -
NE | EF | X | X | X | - | X | X | X | X | - | - | X | V1.0 | V1.0 | V1.0 | V1.0 | V1.0 | V1.0 | V1.0 | V1.0 | V1.0 | V1.0 | V1.1 | V1.1 | V1.1 | V1.1 | V1.1 | V1.1 | X
NE_BOOL | EF | X | X | X | - | X | X | X | X | - | - | X | V1.0 | V1.0 | V1.0 | V1.0 | V1.0 | V1.0 | V1.0 | V1.0 | V1.0 | V1.0 | V1.1 | V1.1 | V1.1 | V1.1 | V1.1 | V1.1 | X
NE_BYTE | EF | X | X | X | - | X | X | X | X | - | - | X | V1.0 | V1.0 | V1.0 | V1.0 | V1.0 | V1.0 | V1.0 | V1.0 | V1.0 | V1.0 | V1.1 | V1.1 | V1.1 | V1.1 | V1.1 | V1.1 | X
NE_DATE | EF | X | X | X | - | X | X | X | X | - | - | X | V1.0 | V1.0 | V1.0 | V1.0 | V1.0 | V1.0 | V1.0 | V1.0 | V1.0 | V1.0 | V1.1 | V1.1 | V1.1 | V1.1 | V1.1 | V1.1 | X
NE_DINT | EF | X | X | X | - | X | X | X | X | - | - | X | V1.0 | V1.0 | V1.0 | V1.0 | V1.0 | V1.0 | V1.0 | V1.0 | V1.0 | V1.0 | V1.1 | V1.1 | V1.1 | V1.1 | V1.1 | V1.1 | X
NE_DT | EF | X | X | X | - | X | X | X | X | - | - | X | V1.0 | V1.0 | V1.0 | V1.0 | V1.0 | V1.0 | V1.0 | V1.0 | V1.0 | V1.0 | V1.1 | V1.1 | V1.1 | V1.1 | V1.1 | V1.1 | X
NE_DWORD | EF | X | X | X | - | X | X | X | X | - | - | X | V1.0 | V1.0 | V1.0 | V1.0 | V1.0 | V1.0 | V1.0 | V1.0 | V1.0 | V1.0 | V1.1 | V1.1 | V1.1 | V1.1 | V1.1 | V1.1 | X
NE_INT | EF | X | X | X | - | X | X | X | X | - | - | X | V1.0 | V1.0 | V1.0 | V1.0 | V1.0 | V1.0 | V1.0 | V1.0 | V1.0 | V1.0 | V1.1 | V1.1 | V1.1 | V1.1 | V1.1 | V1.1 | X
NE_REAL | EF | X | X | X | - | X | X | X | X | - | - | X | V1.0 | V1.0 | V1.0 | V1.0 | V1.0 | V1.0 | V1.0 | V1.0 | V1.0 | V1.0 | V1.1 | V1.1 | V1.1 | V1.1 | V1.1 | V1.1 | X
NE_REF_ANY | EF | X | X | X | X | X | X | X | X | - | - | X | [10 empty] | V1.1 | V1.1 | V1.1 | V1.1 | V1.1 | V1.1
NE_STRING | EF | X | X | X | - | X | X | X | X | - | - | X | V1.0 | V1.0 | V1.0 | V1.0 | V1.0 | V1.0 | V1.0 | V1.0 | V1.0 | V1.0 | V1.1 | V1.1 | V1.1 | V1.1 | V1.1 | V1.1 | X
NE_TIME | EF | X | X | X | - | X | X | X | X | - | - | X | V1.0 | V1.0 | V1.0 | V1.0 | V1.0 | V1.0 | V1.0 | V1.0 | V1.0 | V1.0 | V1.1 | V1.1 | V1.1 | V1.1 | V1.1 | V1.1 | X
NE_TOD | EF | X | X | X | - | X | X | X | X | - | - | X | V1.0 | V1.0 | V1.0 | V1.0 | V1.0 | V1.0 | V1.0 | V1.0 | V1.0 | V1.0 | V1.1 | V1.1 | V1.1 | V1.1 | V1.1 | V1.1 | X
NE_UDINT | EF | X | X | X | - | X | X | X | X | - | - | X | V1.0 | V1.0 | V1.0 | V1.0 | V1.0 | V1.0 | V1.0 | V1.0 | V1.0 | V1.0 | V1.1 | V1.1 | V1.1 | V1.1 | V1.1 | V1.1 | X
NE_UINT | EF | X | X | X | - | X | X | X | X | - | - | X | V1.0 | V1.0 | V1.0 | V1.0 | V1.0 | V1.0 | V1.0 | V1.0 | V1.0 | V1.0 | V1.1 | V1.1 | V1.1 | V1.1 | V1.1 | V1.1 | X
NE_WORD | EF | X | X | X | - | X | X | X | X | - | - | X | V1.0 | V1.0 | V1.0 | V1.0 | V1.0 | V1.0 | V1.0 | V1.0 | V1.0 | V1.0 | V1.1 | V1.1 | V1.1 | V1.1 | V1.1 | V1.1 | X
FAMILY->Date_&_Time | 19 | [6 empty] | - | - | - | - | - | [16 empty] | -
ADD_DT_TIME | EF | X | X | X | - | X | X | X | X | - | - | X | V1.0 | V1.0 | V1.0 | V1.0 | V1.0 | V1.0 | V1.0 | V1.0 | V1.0 | V1.0 | V1.0 | V1.0 | V1.0 | V1.0 | V1.0 | V1.0 | -
ADD_TOD_TIME | EF | X | X | X | - | X | X | X | X | - | - | X | V1.0 | V1.0 | V1.0 | V1.0 | V1.0 | V1.0 | V1.0 | V1.0 | V1.0 | V1.0 | V1.0 | V1.0 | V1.0 | V1.0 | V1.0 | V1.0 | -
DIVTIME | EF | X | X | X | - | X | X | X | X | - | - | X | V1.0 | V1.0 | V1.0 | V1.0 | V1.0 | V1.0 | V1.0 | V1.0 | V1.0 | V1.0 | V1.0 | V1.0 | V1.0 | V1.0 | V1.0 | V1.0 | -
DIVTIME_DINT | EF | X | X | X | - | X | X | X | X | - | - | X | V1.0 | V1.0 | V1.0 | V1.0 | V1.0 | V1.0 | V1.0 | V1.0 | V1.0 | V1.0 | V1.0 | V1.0 | V1.0 | V1.0 | V1.0 | V1.0 | -
DIVTIME_INT | EF | X | X | X | - | X | X | X | X | - | - | X | V1.0 | V1.0 | V1.0 | V1.0 | V1.0 | V1.0 | V1.0 | V1.0 | V1.0 | V1.0 | V1.0 | V1.0 | V1.0 | V1.0 | V1.0 | V1.0 | -
DIVTIME_REAL | EF | X | X | X | - | X | X | X | X | - | - | X | V1.0 | V1.0 | V1.0 | V1.0 | V1.0 | V1.0 | V1.0 | V1.0 | V1.0 | V1.0 | V1.0 | V1.0 | V1.0 | V1.0 | V1.0 | V1.0 | -
DIVTIME_UDINT | EF | X | X | X | - | X | X | X | X | - | - | X | V1.0 | V1.0 | V1.0 | V1.0 | V1.0 | V1.0 | V1.0 | V1.0 | V1.0 | V1.0 | V1.0 | V1.0 | V1.0 | V1.0 | V1.0 | V1.0 | -
DIVTIME_UINT | EF | X | X | X | - | X | X | X | X | - | - | X | V1.0 | V1.0 | V1.0 | V1.0 | V1.0 | V1.0 | V1.0 | V1.0 | V1.0 | V1.0 | V1.0 | V1.0 | V1.0 | V1.0 | V1.0 | V1.0 | -
MULTIME | EF | X | X | X | - | X | X | X | X | - | - | X | V1.0 | V1.0 | V1.0 | V1.0 | V1.0 | V1.0 | V1.0 | V1.0 | V1.0 | V1.0 | V1.0 | V1.0 | V1.0 | V1.0 | V1.0 | V1.0 | -
MULTIME_DINT | EF | X | X | X | - | X | X | X | X | - | - | X | V1.0 | V1.0 | V1.0 | V1.0 | V1.0 | V1.0 | V1.0 | V1.0 | V1.0 | V1.0 | V1.0 | V1.0 | V1.0 | V1.0 | V1.0 | V1.0 | -
MULTIME_INT | EF | X | X | X | - | X | X | X | X | - | - | X | V1.0 | V1.0 | V1.0 | V1.0 | V1.0 | V1.0 | V1.0 | V1.0 | V1.0 | V1.0 | V1.0 | V1.0 | V1.0 | V1.0 | V1.0 | V1.0 | -
MULTIME_REAL | EF | X | X | X | - | X | X | X | X | - | - | X | V1.0 | V1.0 | V1.0 | V1.0 | V1.0 | V1.0 | V1.0 | V1.0 | V1.0 | V1.0 | V1.0 | V1.0 | V1.0 | V1.0 | V1.0 | V1.0 | -
MULTIME_UDINT | EF | X | X | X | - | X | X | X | X | - | - | X | V1.0 | V1.0 | V1.0 | V1.0 | V1.0 | V1.0 | V1.0 | V1.0 | V1.0 | V1.0 | V1.0 | V1.0 | V1.0 | V1.0 | V1.0 | V1.0 | -
MULTIME_UINT | EF | X | X | X | - | X | X | X | X | - | - | X | V1.0 | V1.0 | V1.0 | V1.0 | V1.0 | V1.0 | V1.0 | V1.0 | V1.0 | V1.0 | V1.0 | V1.0 | V1.0 | V1.0 | V1.0 | V1.0 | -
SUB_DATE_DATE | EF | X | X | X | - | X | X | X | X | - | - | X | V1.0 | V1.0 | V1.0 | V1.0 | V1.0 | V1.0 | V1.0 | V1.0 | V1.0 | V1.0 | V1.0 | V1.0 | V1.0 | V1.0 | V1.0 | V1.0 | -
SUB_DT_DT | EF | X | X | X | - | X | X | X | X | - | - | X | V1.0 | V1.0 | V1.0 | V1.3 | V1.3 | V1.3 | V1.3 | V1.3 | V1.3 | V1.3 | V1.3 | V1.3 | V1.3 | V1.3 | V1.3 | V1.3 | X | In the SUB_DT_DT function the overflow check does not work correct
SUB_DT_TIME | EF | X | X | X | - | X | X | X | X | - | - | X | V1.0 | V1.0 | V1.0 | V1.0 | V1.0 | V1.0 | V1.0 | V1.0 | V1.0 | V1.0 | V1.0 | V1.0 | V1.0 | V1.0 | V1.0 | V1.0 | -
SUB_TOD_TIME | EF | X | X | X | - | X | X | X | X | - | - | X | V1.0 | V1.0 | V1.0 | V1.0 | V1.0 | V1.0 | V1.0 | V1.0 | V1.0 | V1.0 | V1.0 | V1.0 | V1.0 | V1.0 | V1.0 | V1.0 | -
SUB_TOD_TOD | EF | X | X | X | - | X | X | X | X | - | - | X | V1.0 | V1.0 | V1.0 | V1.0 | V1.0 | V1.0 | V1.0 | V1.0 | V1.0 | V1.0 | V1.0 | V1.0 | V1.0 | V1.0 | V1.0 | V1.0 | -
FAMILY->Logic | 49 | [6 empty] | - | - | - | - | - | [16 empty] | -
AND | EF | X | X | X | - | X | X | X | X | - | - | X | V1.0 | V1.0 | V1.0 | V1.0 | V1.0 | V1.0 | V1.0 | V1.0 | V1.0 | V1.0 | V1.0 | V1.0 | V1.0 | V1.0 | V1.0 | V1.0 | -
AND_BOOL | EF | X | X | X | - | X | X | X | X | - | - | X | V1.0 | V1.0 | V1.0 | V1.0 | V1.0 | V1.0 | V1.0 | V1.0 | V1.0 | V1.0 | V1.0 | V1.0 | V1.0 | V1.0 | V1.0 | V1.0 | -
AND_BYTE | EF | X | X | X | - | X | X | X | X | - | - | X | V1.0 | V1.0 | V1.0 | V1.0 | V1.0 | V1.0 | V1.0 | V1.0 | V1.0 | V1.0 | V1.0 | V1.0 | V1.0 | V1.0 | V1.0 | V1.0 | -
AND_DWORD | EF | X | X | X | - | X | X | X | X | - | - | X | V1.0 | V1.0 | V1.0 | V1.0 | V1.0 | V1.0 | V1.0 | V1.0 | V1.0 | V1.0 | V1.0 | V1.0 | V1.0 | V1.0 | V1.0 | V1.0 | -
AND_WORD | EF | X | X | X | - | X | X | X | X | - | - | X | V1.0 | V1.0 | V1.0 | V1.0 | V1.0 | V1.0 | V1.0 | V1.0 | V1.0 | V1.0 | V1.0 | V1.0 | V1.0 | V1.0 | V1.0 | V1.0 | -
F_TRIG | EFB | X | X | X | - | X | X | X | X | - | - | X | V1.0 | V1.0 | V1.0 | V1.0 | V1.0 | V1.0 | V1.0 | V1.0 | V1.0 | V1.0 | V1.0 | V1.0 | V1.0 | V1.0 | V1.0 | V1.0 | -
FE | EF | X | X | X | - | X | X | X | X | - | - | X | V1.0 | V1.0 | V1.0 | V1.0 | V1.0 | V1.0 | V1.0 | V1.0 | V1.0 | V1.0 | V1.0 | V1.0 | V1.0 | V1.0 | V1.0 | V1.0 | -
NOT | EF | X | X | X | - | X | X | X | X | - | - | X | V1.0 | V1.0 | V1.0 | V1.0 | V1.0 | V1.0 | V1.0 | V1.0 | V1.0 | V1.0 | V1.0 | V1.0 | V1.0 | V1.0 | V1.0 | V1.0 | -
NOT_BOOL | EF | X | X | X | - | X | X | X | X | - | - | X | V1.0 | V1.0 | V1.0 | V1.0 | V1.0 | V1.0 | V1.0 | V1.0 | V1.0 | V1.0 | V1.0 | V1.0 | V1.0 | V1.0 | V1.0 | V1.0 | -
NOT_BYTE | EF | X | X | X | - | X | X | X | X | - | - | X | V1.0 | V1.0 | V1.0 | V1.0 | V1.0 | V1.0 | V1.0 | V1.0 | V1.0 | V1.0 | V1.0 | V1.0 | V1.0 | V1.0 | V1.0 | V1.0 | -
NOT_DWORD | EF | X | X | X | - | X | X | X | X | - | - | X | V1.0 | V1.0 | V1.0 | V1.0 | V1.0 | V1.0 | V1.0 | V1.0 | V1.0 | V1.0 | V1.0 | V1.0 | V1.0 | V1.0 | V1.0 | V1.0 | -
NOT_WORD | EF | X | X | X | - | X | X | X | X | - | - | X | V1.0 | V1.0 | V1.0 | V1.0 | V1.0 | V1.0 | V1.0 | V1.0 | V1.0 | V1.0 | V1.0 | V1.0 | V1.0 | V1.0 | V1.0 | V1.0 | -
OR | EF | X | X | X | - | X | X | X | X | - | - | X | V1.0 | V1.0 | V1.0 | V1.0 | V1.0 | V1.0 | V1.0 | V1.0 | V1.0 | V1.0 | V1.0 | V1.0 | V1.0 | V1.0 | V1.0 | V1.0 | -
OR_BOOL | EF | X | X | X | - | X | X | X | X | - | - | X | V1.0 | V1.0 | V1.0 | V1.0 | V1.0 | V1.0 | V1.0 | V1.0 | V1.0 | V1.0 | V1.0 | V1.0 | V1.0 | V1.0 | V1.0 | V1.0 | -
OR_BYTE | EF | X | X | X | - | X | X | X | X | - | - | X | V1.0 | V1.0 | V1.0 | V1.0 | V1.0 | V1.0 | V1.0 | V1.0 | V1.0 | V1.0 | V1.0 | V1.0 | V1.0 | V1.0 | V1.0 | V1.0 | -
OR_DWORD | EF | X | X | X | - | X | X | X | X | - | - | X | V1.0 | V1.0 | V1.0 | V1.0 | V1.0 | V1.0 | V1.0 | V1.0 | V1.0 | V1.0 | V1.0 | V1.0 | V1.0 | V1.0 | V1.0 | V1.0 | -
OR_WORD | EF | X | X | X | - | X | X | X | X | - | - | X | V1.0 | V1.0 | V1.0 | V1.0 | V1.0 | V1.0 | V1.0 | V1.0 | V1.0 | V1.0 | V1.0 | V1.0 | V1.0 | V1.0 | V1.0 | V1.0 | -
R_TRIG | EFB | X | X | X | - | X | X | X | X | - | - | X | V1.0 | V1.0 | V1.0 | V1.0 | V1.0 | V1.0 | V1.0 | V1.0 | V1.0 | V1.0 | V1.0 | V1.0 | V1.0 | V1.0 | V1.0 | V1.0 | -
RE | EF | X | X | X | - | X | X | X | X | - | - | X | V1.0 | V1.0 | V1.0 | V1.0 | V1.0 | V1.0 | V1.0 | V1.0 | V1.0 | V1.0 | V1.0 | V1.0 | V1.0 | V1.0 | V1.0 | V1.0 | -
RESET | EF_procedure | X | X | X | - | X | X | X | X | - | - | X | V1.0 | V1.0 | V1.0 | V1.0 | V1.0 | V1.0 | V1.0 | V1.0 | V1.0 | V1.0 | V1.0 | V1.0 | V1.0 | V1.0 | V1.0 | V1.0 | -
ROL | EF | X | X | X | - | X | X | X | X | - | - | X | V1.0 | V1.0 | V1.0 | V1.0 | V1.0 | V1.0 | V1.0 | V1.0 | V1.0 | V1.0 | V1.0 | V1.0 | V1.0 | V1.0 | V1.0 | V1.0 | -
ROL_BOOL | EF | X | X | X | - | X | X | X | X | - | - | X | V1.0 | V1.0 | V1.0 | V1.0 | V1.0 | V1.0 | V1.0 | V1.0 | V1.0 | V1.0 | V1.0 | V1.0 | V1.0 | V1.0 | V1.0 | V1.0 | -
ROL_BYTE | EF | X | X | X | - | X | X | X | X | - | - | X | V1.0 | V1.0 | V1.0 | V1.0 | V1.0 | V1.0 | V1.0 | V1.0 | V1.0 | V1.0 | V1.0 | V1.0 | V1.0 | V1.0 | V1.0 | V1.0 | -
ROL_DWORD | EF | X | X | X | - | X | X | X | X | - | - | X | V1.0 | V1.0 | V1.0 | V1.0 | V1.0 | V1.0 | V1.0 | V1.0 | V1.0 | V1.0 | V1.0 | V1.0 | V1.0 | V1.0 | V1.0 | V1.0 | -
ROL_WORD | EF | X | X | X | - | X | X | X | X | - | - | X | V1.0 | V1.0 | V1.0 | V1.0 | V1.0 | V1.0 | V1.0 | V1.0 | V1.0 | V1.0 | V1.0 | V1.0 | V1.0 | V1.0 | V1.0 | V1.0 | -
ROR | EF | X | X | X | - | X | X | X | X | - | - | X | V1.0 | V1.0 | V1.0 | V1.0 | V1.0 | V1.0 | V1.0 | V1.0 | V1.0 | V1.0 | V1.0 | V1.0 | V1.0 | V1.0 | V1.0 | V1.0 | -
ROR_BOOL | EF | X | X | X | - | X | X | X | X | - | - | X | V1.0 | V1.0 | V1.0 | V1.0 | V1.0 | V1.0 | V1.0 | V1.0 | V1.0 | V1.0 | V1.0 | V1.0 | V1.0 | V1.0 | V1.0 | V1.0 | -
ROR_BYTE | EF | X | X | X | - | X | X | X | X | - | - | X | V1.0 | V1.0 | V1.0 | V1.0 | V1.0 | V1.0 | V1.0 | V1.0 | V1.0 | V1.0 | V1.0 | V1.0 | V1.0 | V1.0 | V1.0 | V1.0 | -
ROR_DWORD | EF | X | X | X | - | X | X | X | X | - | - | X | V1.0 | V1.0 | V1.0 | V1.0 | V1.0 | V1.0 | V1.0 | V1.0 | V1.0 | V1.0 | V1.0 | V1.0 | V1.0 | V1.0 | V1.0 | V1.0 | -
ROR_WORD | EF | X | X | X | - | X | X | X | X | - | - | X | V1.0 | V1.0 | V1.0 | V1.0 | V1.0 | V1.0 | V1.0 | V1.0 | V1.0 | V1.0 | V1.0 | V1.0 | V1.0 | V1.0 | V1.0 | V1.0 | -
RS | EFB | X | X | X | - | X | X | X | X | - | - | X | V1.0 | V1.0 | V1.0 | V1.0 | V1.0 | V1.0 | V1.0 | V1.0 | V1.0 | V1.0 | V1.0 | V1.0 | V1.0 | V1.0 | V1.0 | V1.0 | -
SET | EF_procedure | X | X | X | - | X | X | X | X | - | - | X | V1.0 | V1.0 | V1.0 | V1.0 | V1.0 | V1.0 | V1.0 | V1.0 | V1.0 | V1.0 | V1.0 | V1.0 | V1.0 | V1.0 | V1.0 | V1.0 | -
SHL | EF | X | X | X | - | X | X | X | X | - | - | X | V1.0 | V1.0 | V1.0 | V1.0 | V1.0 | V1.0 | V1.0 | V1.0 | V1.0 | V1.0 | V1.0 | V1.0 | V1.0 | V1.0 | V1.0 | V1.0 | -
SHL_BOOL | EF | X | X | X | - | X | X | X | X | - | - | X | V1.0 | V1.0 | V1.0 | V1.0 | V1.0 | V1.0 | V1.0 | V1.0 | V1.0 | V1.0 | V1.0 | V1.0 | V1.0 | V1.0 | V1.0 | V1.0 | -
SHL_BYTE | EF | X | X | X | - | X | X | X | X | - | - | X | V1.0 | V1.0 | V1.0 | V1.0 | V1.0 | V1.0 | V1.0 | V1.0 | V1.0 | V1.0 | V1.0 | V1.0 | V1.0 | V1.0 | V1.0 | V1.0 | -
SHL_DWORD | EF | X | X | X | - | X | X | X | X | - | - | X | V1.0 | V1.0 | V1.0 | V1.0 | V1.0 | V1.0 | V1.0 | V1.0 | V1.0 | V1.0 | V1.0 | V1.0 | V1.0 | V1.0 | V1.0 | V1.0 | -
SHL_WORD | EF | X | X | X | - | X | X | X | X | - | - | X | V1.0 | V1.0 | V1.0 | V1.0 | V1.0 | V1.0 | V1.0 | V1.0 | V1.0 | V1.0 | V1.0 | V1.0 | V1.0 | V1.0 | V1.0 | V1.0 | -
SHR | EF | X | X | X | - | X | X | X | X | - | - | X | V1.0 | V1.0 | V1.0 | V1.0 | V1.0 | V1.0 | V1.0 | V1.0 | V1.0 | V1.0 | V1.0 | V1.0 | V1.0 | V1.0 | V1.0 | V1.0 | -
SHR_BOOL | EF | X | X | X | - | X | X | X | X | - | - | X | V1.0 | V1.0 | V1.0 | V1.0 | V1.0 | V1.0 | V1.0 | V1.0 | V1.0 | V1.0 | V1.0 | V1.0 | V1.0 | V1.0 | V1.0 | V1.0 | -
SHR_BYTE | EF | X | X | X | - | X | X | X | X | - | - | X | V1.0 | V1.0 | V1.0 | V1.0 | V1.0 | V1.0 | V1.0 | V1.0 | V1.0 | V1.0 | V1.0 | V1.0 | V1.0 | V1.0 | V1.0 | V1.0 | -
SHR_DWORD | EF | X | X | X | - | X | X | X | X | - | - | X | V1.0 | V1.0 | V1.0 | V1.0 | V1.0 | V1.0 | V1.0 | V1.0 | V1.0 | V1.0 | V1.0 | V1.0 | V1.0 | V1.0 | V1.0 | V1.0 | -
SHR_WORD | EF | X | X | X | - | X | X | X | X | - | - | X | V1.0 | V1.0 | V1.0 | V1.0 | V1.0 | V1.0 | V1.0 | V1.0 | V1.0 | V1.0 | V1.0 | V1.0 | V1.0 | V1.0 | V1.0 | V1.0 | -
SR | EFB | X | X | X | - | X | X | X | X | - | - | X | V1.0 | V1.0 | V1.0 | V1.0 | V1.0 | V1.0 | V1.0 | V1.0 | V1.0 | V1.0 | V1.0 | V1.0 | V1.0 | V1.0 | V1.0 | V1.0 | -
TRIGGER | EFB | X | X | X | - | X | X | X | X | - | - | X | V1.0 | V1.0 | V1.0 | V1.0 | V1.0 | V1.0 | V1.0 | V1.0 | V1.0 | V1.0 | V1.0 | V1.0 | V1.0 | V1.0 | V1.0 | V1.0 | -
XOR | EF | X | X | X | - | X | X | X | X | - | - | X | V1.0 | V1.0 | V1.0 | V1.0 | V1.0 | V1.0 | V1.0 | V1.0 | V1.0 | V1.0 | V1.0 | V1.0 | V1.0 | V1.0 | V1.0 | V1.0 | -
XOR_BOOL | EF | X | X | X | - | X | X | X | X | - | - | X | V1.0 | V1.0 | V1.0 | V1.0 | V1.0 | V1.0 | V1.0 | V1.0 | V1.0 | V1.0 | V1.0 | V1.0 | V1.0 | V1.0 | V1.0 | V1.0 | -
XOR_BYTE | EF | X | X | X | - | X | X | X | X | - | - | X | V1.0 | V1.0 | V1.0 | V1.0 | V1.0 | V1.0 | V1.0 | V1.0 | V1.0 | V1.0 | V1.0 | V1.0 | V1.0 | V1.0 | V1.0 | V1.0 | -
XOR_DWORD | EF | X | X | X | - | X | X | X | X | - | - | X | V1.0 | V1.0 | V1.0 | V1.0 | V1.0 | V1.0 | V1.0 | V1.0 | V1.0 | V1.0 | V1.0 | V1.0 | V1.0 | V1.0 | V1.0 | V1.0 | -
XOR_WORD | EF | X | X | X | - | X | X | X | X | - | - | X | V1.0 | V1.0 | V1.0 | V1.0 | V1.0 | V1.0 | V1.0 | V1.0 | V1.0 | V1.0 | V1.0 | V1.0 | V1.0 | V1.0 | V1.0 | V1.0 | -
FAMILY->Mathematics | 94 | [6 empty] | - | - | - | - | - | [16 empty] | -
ABS | EF | X | X | X | - | X | X | X | X | - | - | X | V1.0 | V1.0 | V1.0 | V1.0 | V1.0 | V1.0 | V1.0 | V1.0 | V1.0 | V1.0 | V1.0 | V1.0 | V1.0 | V1.0 | V1.0 | V1.0 | -
ABS_DINT | EF | X | X | X | - | X | X | X | X | - | - | X | V1.0 | V1.0 | V1.0 | V1.0 | V1.0 | V1.0 | V1.0 | V1.0 | V1.0 | V1.0 | V1.0 | V1.0 | V1.0 | V1.0 | V1.0 | V1.0 | -
ABS_INT | EF | X | X | X | - | X | X | X | X | - | - | X | V1.0 | V1.0 | V1.0 | V1.0 | V1.0 | V1.0 | V1.0 | V1.0 | V1.0 | V1.0 | V1.0 | V1.0 | V1.0 | V1.0 | V1.0 | V1.0 | -
ABS_REAL | EF | X | X | X | - | X | X | X | X | - | - | X | V1.0 | V1.0 | V1.0 | V1.0 | V1.0 | V1.0 | V1.0 | V1.0 | V1.0 | V1.0 | V1.0 | V1.0 | V1.0 | V1.0 | V1.0 | V1.0 | -
ABS_UDINT | EF | X | X | X | - | X | X | X | X | - | - | X | V1.0 | V1.0 | V1.0 | V1.0 | V1.0 | V1.0 | V1.0 | V1.0 | V1.0 | V1.0 | V1.0 | V1.0 | V1.0 | V1.0 | V1.0 | V1.0 | -
ABS_UINT | EF | X | X | X | - | X | X | X | X | - | - | X | V1.0 | V1.0 | V1.0 | V1.0 | V1.0 | V1.0 | V1.0 | V1.0 | V1.0 | V1.0 | V1.0 | V1.0 | V1.0 | V1.0 | V1.0 | V1.0 | -
ACOS | EF | X | X | X | - | X | X | X | X | - | - | X | V1.0 | V1.0 | V1.0 | V1.0 | V1.0 | V1.0 | V1.0 | V1.0 | V1.0 | V1.0 | V1.0 | V1.0 | V1.0 | V1.0 | V1.0 | V1.0 | -
ACOS_REAL | EF | X | X | X | - | X | X | X | X | - | - | X | V1.0 | V1.0 | V1.0 | V1.0 | V1.0 | V1.0 | V1.0 | V1.0 | V1.0 | V1.0 | V1.0 | V1.0 | V1.0 | V1.0 | V1.0 | V1.0 | -
ADD | EF | X | X | X | - | X | X | X | X | - | - | X | V1.0 | V1.0 | V1.0 | V1.0 | V1.0 | V1.0 | V1.0 | V1.0 | V1.0 | V1.0 | V1.0 | V1.0 | V1.0 | V1.0 | V1.0 | V1.0 | -
ADD_DINT | EF | X | X | X | - | X | X | X | X | - | - | X | V1.0 | V1.0 | V1.0 | V1.0 | V1.0 | V1.0 | V1.0 | V1.0 | V1.0 | V1.0 | V1.0 | V1.0 | V1.0 | V1.0 | V1.0 | V1.0 | -
ADD_INT | EF | X | X | X | - | X | X | X | X | - | - | X | V1.0 | V1.0 | V1.0 | V1.0 | V1.0 | V1.0 | V1.0 | V1.0 | V1.0 | V1.0 | V1.0 | V1.0 | V1.0 | V1.0 | V1.0 | V1.0 | -
ADD_REAL | EF | X | X | X | - | X | X | X | X | - | - | X | V1.0 | V1.0 | V1.0 | V1.0 | V1.0 | V1.0 | V1.0 | V1.0 | V1.0 | V1.0 | V1.0 | V1.0 | V1.0 | V1.0 | V1.0 | V1.0 | -
ADD_TIME | EF | X | X | X | - | X | X | X | X | - | - | X | V1.0 | V1.0 | V1.0 | V1.0 | V1.0 | V1.0 | V1.0 | V1.0 | V1.0 | V1.0 | V1.0 | V1.0 | V1.0 | V1.0 | V1.0 | V1.0 | -
ADD_UDINT | EF | X | X | X | - | X | X | X | X | - | - | X | V1.0 | V1.0 | V1.0 | V1.0 | V1.0 | V1.0 | V1.0 | V1.0 | V1.0 | V1.0 | V1.0 | V1.0 | V1.0 | V1.0 | V1.0 | V1.0 | -
ADD_UINT | EF | X | X | X | - | X | X | X | X | - | - | X | V1.0 | V1.0 | V1.0 | V1.0 | V1.0 | V1.0 | V1.0 | V1.0 | V1.0 | V1.0 | V1.0 | V1.0 | V1.0 | V1.0 | V1.0 | V1.0 | -
ASIN | EF | X | X | X | - | X | X | X | X | - | - | X | V1.0 | V1.0 | V1.0 | V1.0 | V1.0 | V1.0 | V1.0 | V1.0 | V1.0 | V1.0 | V1.0 | V1.0 | V1.0 | V1.0 | V1.0 | V1.0 | -
ASIN_REAL | EF | X | X | X | - | X | X | X | X | - | - | X | V1.0 | V1.0 | V1.0 | V1.0 | V1.0 | V1.0 | V1.0 | V1.0 | V1.0 | V1.0 | V1.0 | V1.0 | V1.0 | V1.0 | V1.0 | V1.0 | -
ATAN | EF | X | X | X | - | X | X | X | X | - | - | X | V1.0 | V1.0 | V1.0 | V1.0 | V1.0 | V1.0 | V1.0 | V1.0 | V1.0 | V1.0 | V1.0 | V1.0 | V1.0 | V1.0 | V1.0 | V1.0 | -
ATAN_REAL | EF | X | X | X | - | X | X | X | X | - | - | X | V1.0 | V1.0 | V1.0 | V1.0 | V1.0 | V1.0 | V1.0 | V1.0 | V1.0 | V1.0 | V1.0 | V1.0 | V1.0 | V1.0 | V1.0 | V1.0 | -
COS | EF | X | X | X | - | X | X | X | X | - | - | X | V1.0 | V1.0 | V1.0 | V1.0 | V1.0 | V1.0 | V1.0 | V1.0 | V1.0 | V1.0 | V1.0 | V1.0 | V1.0 | V1.0 | V1.0 | V1.0 | -
COS_REAL | EF | X | X | X | - | X | X | X | X | - | - | X | V1.0 | V1.0 | V1.0 | V1.0 | V1.0 | V1.0 | V1.0 | V1.0 | V1.0 | V1.0 | V1.0 | V1.0 | V1.0 | V1.0 | V1.0 | V1.0 | -
DEC | EF_procedure | X | X | X | - | X | X | X | X | - | - | X | V1.0 | V1.0 | V1.0 | V1.0 | V1.0 | V1.0 | V1.0 | V1.0 | V1.0 | V1.0 | V1.0 | V1.0 | V1.0 | V1.0 | V1.0 | V1.0 | -
DEC_DINT | EF_procedure | X | X | X | - | X | X | X | X | - | - | X | V1.0 | V1.0 | V1.0 | V1.0 | V1.0 | V1.0 | V1.0 | V1.0 | V1.0 | V1.0 | V1.0 | V1.0 | V1.0 | V1.0 | V1.0 | V1.0 | -
DEC_INT | EF_procedure | X | X | X | - | X | X | X | X | - | - | X | V1.0 | V1.0 | V1.0 | V1.0 | V1.0 | V1.0 | V1.0 | V1.0 | V1.0 | V1.0 | V1.0 | V1.0 | V1.0 | V1.0 | V1.0 | V1.0 | -
DEC_UDINT | EF_procedure | X | X | X | - | X | X | X | X | - | - | X | V1.0 | V1.0 | V1.0 | V1.0 | V1.0 | V1.0 | V1.0 | V1.0 | V1.0 | V1.0 | V1.0 | V1.0 | V1.0 | V1.0 | V1.0 | V1.0 | -
DEC_UINT | EF_procedure | X | X | X | - | X | X | X | X | - | - | X | V1.0 | V1.0 | V1.0 | V1.0 | V1.0 | V1.0 | V1.0 | V1.0 | V1.0 | V1.0 | V1.0 | V1.0 | V1.0 | V1.0 | V1.0 | V1.0 | -
DIV | EF | X | X | X | - | X | X | X | X | - | - | X | V1.0 | V1.0 | V1.0 | V1.0 | V1.0 | V1.0 | V1.0 | V1.0 | V1.0 | V1.0 | V1.0 | V1.0 | V1.0 | V1.0 | V1.0 | V1.0 | -
DIV_DINT | EF | X | X | X | - | X | X | X | X | - | - | X | V1.0 | V1.0 | V1.0 | V1.0 | V1.0 | V1.0 | V1.0 | V1.0 | V1.0 | V1.0 | V1.0 | V1.0 | V1.0 | V1.0 | V1.0 | V1.0 | -
DIV_INT | EF | X | X | X | - | X | X | X | X | - | - | X | V1.0 | V1.0 | V1.0 | V1.0 | V1.0 | V1.0 | V1.0 | V1.0 | V1.0 | V1.0 | V1.0 | V1.0 | V1.0 | V1.0 | V1.0 | V1.0 | -
DIV_REAL | EF | X | X | X | - | X | X | X | X | - | - | X | V1.0 | V1.0 | V1.0 | V1.0 | V1.0 | V1.0 | V1.0 | V1.0 | V1.0 | V1.0 | V1.0 | V1.0 | V1.0 | V1.0 | V1.0 | V1.0 | -
DIV_UDINT | EF | X | X | X | - | X | X | X | X | - | - | X | V1.0 | V1.0 | V1.0 | V1.0 | V1.0 | V1.0 | V1.0 | V1.0 | V1.0 | V1.0 | V1.0 | V1.0 | V1.0 | V1.0 | V1.0 | V1.0 | -
DIV_UINT | EF | X | X | X | - | X | X | X | X | - | - | X | V1.0 | V1.0 | V1.0 | V1.0 | V1.0 | V1.0 | V1.0 | V1.0 | V1.0 | V1.0 | V1.0 | V1.0 | V1.0 | V1.0 | V1.0 | V1.0 | -
DIVMOD | EF_procedure | X | X | X | - | X | X | X | X | - | - | X | V1.0 | V1.0 | V1.0 | V1.0 | V1.0 | V1.0 | V1.0 | V1.0 | V1.0 | V1.0 | V1.0 | V1.0 | V1.0 | V1.0 | V1.0 | V1.0 | -
DIVMOD_DINT | EF_procedure | X | X | X | - | X | X | X | X | - | - | X | V1.0 | V1.0 | V1.0 | V1.0 | V1.0 | V1.0 | V1.0 | V1.0 | V1.0 | V1.0 | V1.0 | V1.0 | V1.0 | V1.0 | V1.0 | V1.0 | -
DIVMOD_INT | EF_procedure | X | X | X | - | X | X | X | X | - | - | X | V1.0 | V1.0 | V1.0 | V1.0 | V1.0 | V1.0 | V1.0 | V1.0 | V1.0 | V1.0 | V1.0 | V1.0 | V1.0 | V1.0 | V1.0 | V1.0 | -
DIVMOD_UDINT | EF_procedure | X | X | X | - | X | X | X | X | - | - | X | V1.0 | V1.0 | V1.0 | V1.0 | V1.0 | V1.0 | V1.0 | V1.0 | V1.0 | V1.0 | V1.0 | V1.0 | V1.0 | V1.0 | V1.0 | V1.0 | -
DIVMOD_UINT | EF_procedure | X | X | X | - | X | X | X | X | - | - | X | V1.0 | V1.0 | V1.0 | V1.0 | V1.0 | V1.0 | V1.0 | V1.0 | V1.0 | V1.0 | V1.0 | V1.0 | V1.0 | V1.0 | V1.0 | V1.0 | -
EXP | EF | X | X | X | - | X | X | X | X | - | - | X | V1.0 | V1.0 | V1.0 | V1.0 | V1.0 | V1.0 | V1.0 | V1.0 | V1.0 | V1.0 | V1.0 | V1.0 | V1.0 | V1.0 | V1.0 | V1.0 | -
EXP_REAL | EF | X | X | X | - | X | X | X | X | - | - | X | V1.0 | V1.0 | V1.0 | V1.0 | V1.0 | V1.0 | V1.0 | V1.0 | V1.0 | V1.0 | V1.0 | V1.0 | V1.0 | V1.0 | V1.0 | V1.0 | -
EXPT_REAL | EF | X | X | X | - | X | X | X | X | - | - | X | V1.0 | V1.0 | V1.0 | V1.0 | V1.0 | V1.0 | V1.0 | V1.0 | V1.0 | V1.0 | V1.0 | V1.0 | V1.0 | V1.0 | V1.0 | V1.0 | -
EXPT_REAL_DINT | EF | X | X | X | - | X | X | X | X | - | - | X | V1.0 | V1.0 | V1.0 | V1.0 | V1.0 | V1.0 | V1.0 | V1.0 | V1.0 | V1.0 | V1.0 | V1.0 | V1.0 | V1.0 | V1.0 | V1.0 | -
EXPT_REAL_INT | EF | X | X | X | - | X | X | X | X | - | - | X | V1.0 | V1.0 | V1.0 | V1.0 | V1.0 | V1.0 | V1.0 | V1.0 | V1.0 | V1.0 | V1.0 | V1.0 | V1.0 | V1.0 | V1.0 | V1.0 | -
EXPT_REAL_REAL | EF | X | X | X | - | X | X | X | X | - | - | X | V1.0 | V1.0 | V1.0 | V1.0 | V1.0 | V1.0 | V1.0 | V1.0 | V1.0 | V1.0 | V1.0 | V1.0 | V1.0 | V1.0 | V1.0 | V1.0 | -
EXPT_REAL_UDINT | EF | X | X | X | - | X | X | X | X | - | - | X | V1.0 | V1.0 | V1.0 | V1.0 | V1.0 | V1.0 | V1.0 | V1.0 | V1.0 | V1.0 | V1.0 | V1.0 | V1.0 | V1.0 | V1.0 | V1.0 | -
EXPT_REAL_UINT | EF | X | X | X | - | X | X | X | X | - | - | X | V1.0 | V1.0 | V1.0 | V1.0 | V1.0 | V1.0 | V1.0 | V1.0 | V1.0 | V1.0 | V1.0 | V1.0 | V1.0 | V1.0 | V1.0 | V1.0 | -
INC | EF_procedure | X | X | X | - | X | X | X | X | - | - | X | V1.0 | V1.0 | V1.0 | V1.0 | V1.0 | V1.0 | V1.0 | V1.0 | V1.0 | V1.0 | V1.0 | V1.0 | V1.0 | V1.0 | V1.0 | V1.0 | -
INC_DINT | EF_procedure | X | X | X | - | X | X | X | X | - | - | X | V1.0 | V1.0 | V1.0 | V1.0 | V1.0 | V1.0 | V1.0 | V1.0 | V1.0 | V1.0 | V1.0 | V1.0 | V1.0 | V1.0 | V1.0 | V1.0 | -
INC_INT | EF_procedure | X | X | X | - | X | X | X | X | - | - | X | V1.0 | V1.0 | V1.0 | V1.0 | V1.0 | V1.0 | V1.0 | V1.0 | V1.0 | V1.0 | V1.0 | V1.0 | V1.0 | V1.0 | V1.0 | V1.0 | -
INC_UDINT | EF_procedure | X | X | X | - | X | X | X | X | - | - | X | V1.0 | V1.0 | V1.0 | V1.0 | V1.0 | V1.0 | V1.0 | V1.0 | V1.0 | V1.0 | V1.0 | V1.0 | V1.0 | V1.0 | V1.0 | V1.0 | -
INC_UINT | EF_procedure | X | X | X | - | X | X | X | X | - | - | X | V1.0 | V1.0 | V1.0 | V1.0 | V1.0 | V1.0 | V1.0 | V1.0 | V1.0 | V1.0 | V1.0 | V1.0 | V1.0 | V1.0 | V1.0 | V1.0 | -
LN | EF | X | X | X | - | X | X | X | X | - | - | X | V1.0 | V1.0 | V1.0 | V1.0 | V1.0 | V1.0 | V1.0 | V1.0 | V1.0 | V1.0 | V1.0 | V1.0 | V1.0 | V1.0 | V1.0 | V1.0 | -
LN_REAL | EF | X | X | X | - | X | X | X | X | - | - | X | V1.0 | V1.0 | V1.0 | V1.0 | V1.0 | V1.0 | V1.0 | V1.0 | V1.0 | V1.0 | V1.0 | V1.0 | V1.0 | V1.0 | V1.0 | V1.0 | -
LOG | EF | X | X | X | - | X | X | X | X | - | - | X | V1.0 | V1.0 | V1.0 | V1.0 | V1.0 | V1.0 | V1.0 | V1.0 | V1.0 | V1.0 | V1.0 | V1.0 | V1.0 | V1.0 | V1.0 | V1.0 | -
LOG_REAL | EF | X | X | X | - | X | X | X | X | - | - | X | V1.0 | V1.0 | V1.0 | V1.0 | V1.0 | V1.0 | V1.0 | V1.0 | V1.0 | V1.0 | V1.0 | V1.0 | V1.0 | V1.0 | V1.0 | V1.0 | -
MOD | EF | X | X | X | - | X | X | X | X | - | - | X | V1.0 | V1.0 | V1.0 | V1.0 | V1.0 | V1.0 | V1.0 | V1.0 | V1.0 | V1.0 | V1.0 | V1.0 | V1.0 | V1.0 | V1.0 | V1.0 | -
MOD_DINT | EF | X | X | X | - | X | X | X | X | - | - | X | V1.0 | V1.0 | V1.0 | V1.0 | V1.0 | V1.0 | V1.0 | V1.0 | V1.0 | V1.0 | V1.0 | V1.0 | V1.0 | V1.0 | V1.0 | V1.0 | -
MOD_INT | EF | X | X | X | - | X | X | X | X | - | - | X | V1.0 | V1.0 | V1.0 | V1.0 | V1.0 | V1.0 | V1.0 | V1.0 | V1.0 | V1.0 | V1.0 | V1.0 | V1.0 | V1.0 | V1.0 | V1.0 | -
MOD_UDINT | EF | X | X | X | - | X | X | X | X | - | - | X | V1.0 | V1.0 | V1.0 | V1.0 | V1.0 | V1.0 | V1.0 | V1.0 | V1.0 | V1.0 | V1.0 | V1.0 | V1.0 | V1.0 | V1.0 | V1.0 | -
MOD_UINT | EF | X | X | X | - | X | X | X | X | - | - | X | V1.0 | V1.0 | V1.0 | V1.0 | V1.0 | V1.0 | V1.0 | V1.0 | V1.0 | V1.0 | V1.0 | V1.0 | V1.0 | V1.0 | V1.0 | V1.0 | -
MOVE | EF | X | X | X | - | X | X | X | X | - | - | X | V1.0 | V1.0 | V1.0 | V1.0 | V1.0 | V1.0 | V1.0 | V1.0 | V1.0 | V1.0 | V1.0 | V1.0 | V1.0 | V1.0 | V1.0 | V1.0 | -
MUL | EF | X | X | X | - | X | X | X | X | - | - | X | V1.0 | V1.0 | V1.0 | V1.0 | V1.0 | V1.0 | V1.0 | V1.0 | V1.0 | V1.0 | V1.0 | V1.0 | V1.0 | V1.0 | V1.0 | V1.0 | -
MUL_DINT | EF | X | X | X | - | X | X | X | X | - | - | X | V1.0 | V1.0 | V1.0 | V1.0 | V1.0 | V1.0 | V1.0 | V1.0 | V1.0 | V1.0 | V1.0 | V1.0 | V1.0 | V1.0 | V1.0 | V1.0 | -
MUL_INT | EF | X | X | X | - | X | X | X | X | - | - | X | V1.0 | V1.0 | V1.0 | V1.0 | V1.0 | V1.0 | V1.0 | V1.0 | V1.0 | V1.0 | V1.0 | V1.0 | V1.0 | V1.0 | V1.0 | V1.0 | -
MUL_REAL | EF | X | X | X | - | X | X | X | X | - | - | X | V1.0 | V1.0 | V1.0 | V1.0 | V1.0 | V1.0 | V1.0 | V1.0 | V1.0 | V1.0 | V1.0 | V1.0 | V1.0 | V1.0 | V1.0 | V1.0 | -
MUL_UDINT | EF | X | X | X | - | X | X | X | X | - | - | X | V1.0 | V1.0 | V1.0 | V1.0 | V1.0 | V1.0 | V1.0 | V1.0 | V1.0 | V1.0 | V1.0 | V1.0 | V1.0 | V1.0 | V1.0 | V1.0 | -
MUL_UINT | EF | X | X | X | - | X | X | X | X | - | - | X | V1.0 | V1.0 | V1.0 | V1.0 | V1.0 | V1.0 | V1.0 | V1.0 | V1.0 | V1.0 | V1.0 | V1.0 | V1.0 | V1.0 | V1.0 | V1.0 | -
NEG | EF | X | X | X | - | X | X | X | X | - | - | X | V1.0 | V1.0 | V1.0 | V1.0 | V1.0 | V1.0 | V1.0 | V1.0 | V1.0 | V1.0 | V1.0 | V1.0 | V1.0 | V1.0 | V1.0 | V1.0 | -
NEG_DINT | EF | X | X | X | - | X | X | X | X | - | - | X | V1.0 | V1.0 | V1.0 | V1.0 | V1.0 | V1.0 | V1.0 | V1.0 | V1.0 | V1.0 | V1.0 | V1.0 | V1.0 | V1.0 | V1.0 | V1.0 | -
NEG_INT | EF | X | X | X | - | X | X | X | X | - | - | X | V1.0 | V1.0 | V1.0 | V1.0 | V1.0 | V1.0 | V1.0 | V1.0 | V1.0 | V1.0 | V1.0 | V1.0 | V1.0 | V1.0 | V1.0 | V1.0 | -
NEG_REAL | EF | X | X | X | - | X | X | X | X | - | - | X | V1.0 | V1.0 | V1.0 | V1.0 | V1.0 | V1.0 | V1.0 | V1.0 | V1.0 | V1.0 | V1.0 | V1.0 | V1.0 | V1.0 | V1.0 | V1.0 | -
NEG_UDINT | EF | X | X | X | - | X | X | X | X | - | - | X | V1.0 | V1.0 | V1.0 | V1.0 | V1.0 | V1.0 | V1.0 | V1.0 | V1.0 | V1.0 | V1.0 | V1.0 | V1.0 | V1.0 | V1.0 | V1.0 | -
NEG_UINT | EF | X | X | X | - | X | X | X | X | - | - | X | V1.0 | V1.0 | V1.0 | V1.0 | V1.0 | V1.0 | V1.0 | V1.0 | V1.0 | V1.0 | V1.0 | V1.0 | V1.0 | V1.0 | V1.0 | V1.0 | -
SATURATION | EF_procedure | X | X | X | - | X | X | X | X | - | - | X | - | - | - | - | - | - | - | - | V1.0 | V1.0 | V1.0 | V1.0 | V1.0 | V1.0 | V1.0 | V1.0
SIGN | EF | X | X | X | - | X | X | X | X | - | - | X | V1.0 | V1.0 | V1.0 | V1.0 | V1.0 | V1.0 | V1.0 | V1.0 | V1.0 | V1.0 | V1.0 | V1.0 | V1.0 | V1.0 | V1.0 | V1.0 | -
SIGN_DINT | EF | X | X | X | - | X | X | X | X | - | - | X | V1.0 | V1.0 | V1.0 | V1.0 | V1.0 | V1.0 | V1.0 | V1.0 | V1.0 | V1.0 | V1.0 | V1.0 | V1.0 | V1.0 | V1.0 | V1.0 | -
SIGN_INT | EF | X | X | X | - | X | X | X | X | - | - | X | V1.0 | V1.0 | V1.0 | V1.0 | V1.0 | V1.0 | V1.0 | V1.0 | V1.0 | V1.0 | V1.0 | V1.0 | V1.0 | V1.0 | V1.0 | V1.0 | -
SIGN_REAL | EF | X | X | X | - | X | X | X | X | - | - | X | V1.0 | V1.0 | V1.0 | V1.0 | V1.0 | V1.0 | V1.0 | V1.0 | V1.0 | V1.0 | V1.0 | V1.0 | V1.0 | V1.0 | V1.0 | V1.0 | -
SIGN_UDINT | EF | X | X | X | - | X | X | X | X | - | - | X | V1.0 | V1.0 | V1.0 | V1.0 | V1.0 | V1.0 | V1.0 | V1.0 | V1.0 | V1.0 | V1.0 | V1.0 | V1.0 | V1.0 | V1.0 | V1.0 | -
SIGN_UINT | EF | X | X | X | - | X | X | X | X | - | - | X | V1.0 | V1.0 | V1.0 | V1.0 | V1.0 | V1.0 | V1.0 | V1.0 | V1.0 | V1.0 | V1.0 | V1.0 | V1.0 | V1.0 | V1.0 | V1.0 | -
SIN | EF | X | X | X | - | X | X | X | X | - | - | X | V1.0 | V1.0 | V1.0 | V1.0 | V1.0 | V1.0 | V1.0 | V1.0 | V1.0 | V1.0 | V1.0 | V1.0 | V1.0 | V1.0 | V1.0 | V1.0 | -
SIN_REAL | EF | X | X | X | - | X | X | X | X | - | - | X | V1.0 | V1.0 | V1.0 | V1.0 | V1.0 | V1.0 | V1.0 | V1.0 | V1.0 | V1.0 | V1.0 | V1.0 | V1.0 | V1.0 | V1.0 | V1.0 | -
SQRT | EF | X | X | X | - | X | X | X | X | - | - | X | V1.0 | V1.0 | V1.0 | V1.0 | V1.0 | V1.0 | V1.0 | V1.0 | V1.0 | V1.0 | V1.0 | V1.0 | V1.0 | V1.0 | V1.0 | V1.0 | -
SQRT_DINT | EF | X | X | X | - | X | X | X | X | - | - | X | V1.0 | V1.0 | V1.0 | V1.0 | V1.0 | V1.0 | V1.0 | V1.0 | V1.0 | V1.0 | V1.0 | V1.0 | V1.0 | V1.0 | V1.0 | V1.0 | -
SQRT_INT | EF | X | X | X | - | X | X | X | X | - | - | X | V1.0 | V1.0 | V1.0 | V1.0 | V1.0 | V1.0 | V1.0 | V1.0 | V1.0 | V1.0 | V1.0 | V1.0 | V1.0 | V1.0 | V1.0 | V1.0 | -
SQRT_REAL | EF | X | X | X | - | X | X | X | X | - | - | X | V1.0 | V1.0 | V1.0 | V1.0 | V1.0 | V1.0 | V1.0 | V1.0 | V1.0 | V1.0 | V1.0 | V1.0 | V1.0 | V1.0 | V1.0 | V1.0 | -
SUB | EF | X | X | X | - | X | X | X | X | - | - | X | V1.0 | V1.0 | V1.0 | V1.0 | V1.0 | V1.0 | V1.0 | V1.0 | V1.0 | V1.0 | V1.0 | V1.0 | V1.0 | V1.0 | V1.0 | V1.0 | -
SUB_DINT | EF | X | X | X | - | X | X | X | X | - | - | X | V1.0 | V1.0 | V1.0 | V1.0 | V1.0 | V1.0 | V1.0 | V1.0 | V1.0 | V1.0 | V1.0 | V1.0 | V1.0 | V1.0 | V1.0 | V1.0 | -
SUB_INT | EF | X | X | X | - | X | X | X | X | - | - | X | V1.0 | V1.0 | V1.0 | V1.0 | V1.0 | V1.0 | V1.0 | V1.0 | V1.0 | V1.0 | V1.0 | V1.0 | V1.0 | V1.0 | V1.0 | V1.0 | -
SUB_REAL | EF | X | X | X | - | X | X | X | X | - | - | X | V1.0 | V1.0 | V1.0 | V1.0 | V1.0 | V1.0 | V1.0 | V1.0 | V1.0 | V1.0 | V1.0 | V1.0 | V1.0 | V1.0 | V1.0 | V1.0 | -
SUB_TIME | EF | X | X | X | - | X | X | X | X | - | - | X | V1.0 | V1.0 | V1.0 | V1.0 | V1.0 | V1.0 | V1.0 | V1.0 | V1.0 | V1.0 | V1.0 | V1.0 | V1.0 | V1.0 | V1.0 | V1.0 | -
SUB_UDINT | EF | X | X | X | - | X | X | X | X | - | - | X | V1.0 | V1.0 | V1.0 | V1.0 | V1.0 | V1.0 | V1.0 | V1.0 | V1.0 | V1.0 | V1.0 | V1.0 | V1.0 | V1.0 | V1.0 | V1.0 | -
SUB_UINT | EF | X | X | X | - | X | X | X | X | - | - | X | V1.0 | V1.0 | V1.0 | V1.0 | V1.0 | V1.0 | V1.0 | V1.0 | V1.0 | V1.0 | V1.0 | V1.0 | V1.0 | V1.0 | V1.0 | V1.0 | -
TAN | EF | X | X | X | - | X | X | X | X | - | - | X | V1.0 | V1.0 | V1.0 | V1.0 | V1.0 | V1.0 | V1.0 | V1.0 | V1.0 | V1.0 | V1.0 | V1.0 | V1.0 | V1.0 | V1.0 | V1.0 | -
TAN_REAL | EF | X | X | X | - | X | X | X | X | - | - | X | V1.0 | V1.0 | V1.0 | V1.0 | V1.0 | V1.0 | V1.0 | V1.0 | V1.0 | V1.0 | V1.0 | V1.0 | V1.0 | V1.0 | V1.0 | V1.0 | -
FAMILY->REF | [7 empty] | - | - | - | - | -
REF | EF | X | X | X | X | X | X | X | X | - | - | X | [10 empty] | V1.0 | V1.0 | V1.0 | V1.0 | V1.0 | V1.0
FAMILY->Statistical | 56 | [6 empty] | - | - | - | - | - | [16 empty] | -
AVE | EF | X | X | X | - | X | X | X | X | - | - | X | V1.0 | V1.1 | V1.1 | V1.1 | V1.1 | V1.1 | V1.1 | V1.1 | V1.1 | V1.1 | V1.1 | V1.1 | V1.1 | V1.1 | V1.1 | V1.1 | X | Average (AVE) function allows to run with a odd number of input .
AVE_DINT | EF | X | X | X | - | X | X | X | X | - | - | X | V1.0 | V1.1 | V1.1 | V1.1 | V1.1 | V1.1 | V1.1 | V1.1 | V1.1 | V1.1 | V1.1 | V1.1 | V1.1 | V1.1 | V1.1 | V1.1 | X | Average (AVE) function allows to run with a odd number of input .
AVE_INT | EF | X | X | X | - | X | X | X | X | - | - | X | V1.0 | V1.1 | V1.1 | V1.1 | V1.1 | V1.1 | V1.1 | V1.1 | V1.1 | V1.1 | V1.1 | V1.1 | V1.1 | V1.1 | V1.1 | V1.1 | X | Average (AVE) function allows to run with a odd number of input .
AVE_REAL | EF | X | X | X | - | X | X | X | X | - | - | X | V1.0 | V1.1 | V1.1 | V1.1 | V1.1 | V1.1 | V1.1 | V1.1 | V1.1 | V1.1 | V1.1 | V1.1 | V1.1 | V1.1 | V1.1 | V1.1 | X | Average (AVE) function allows to run with a odd number of input .
AVE_UDINT | EF | X | X | X | - | X | X | X | X | - | - | X | V1.0 | V1.1 | V1.1 | V1.1 | V1.1 | V1.1 | V1.1 | V1.1 | V1.1 | V1.1 | V1.1 | V1.1 | V1.1 | V1.1 | V1.1 | V1.1 | X | Average (AVE) function allows to run with a odd number of input .
AVE_UINT | EF | X | X | X | - | X | X | X | X | - | - | X | V1.0 | V1.1 | V1.1 | V1.1 | V1.1 | V1.1 | V1.1 | V1.1 | V1.1 | V1.1 | V1.1 | V1.1 | V1.1 | V1.1 | V1.1 | V1.1 | X | Average (AVE) function allows to run with a odd number of input .
LIMIT | EF | X | X | X | - | X | X | X | X | - | - | X | V1.0 | V1.0 | V1.0 | V1.0 | V1.0 | V1.0 | V1.0 | V1.0 | V1.0 | V1.0 | V1.0 | V1.0 | V1.0 | V1.0 | V1.0 | V1.0 | -
LIMIT_BOOL | EF | X | X | X | - | X | X | X | X | - | - | X | V1.0 | V1.0 | V1.0 | V1.0 | V1.0 | V1.0 | V1.0 | V1.0 | V1.0 | V1.0 | V1.0 | V1.0 | V1.0 | V1.0 | V1.0 | V1.0 | -
LIMIT_BYTE | EF | X | X | X | - | X | X | X | X | - | - | X | V1.0 | V1.0 | V1.0 | V1.0 | V1.0 | V1.0 | V1.0 | V1.0 | V1.0 | V1.0 | V1.0 | V1.0 | V1.0 | V1.0 | V1.0 | V1.0 | -
LIMIT_DINT | EF | X | X | X | - | X | X | X | X | - | - | X | V1.0 | V1.0 | V1.0 | V1.0 | V1.0 | V1.0 | V1.0 | V1.0 | V1.0 | V1.0 | V1.0 | V1.0 | V1.0 | V1.0 | V1.0 | V1.0 | -
LIMIT_DWORD | EF | X | X | X | - | X | X | X | X | - | - | X | V1.0 | V1.0 | V1.0 | V1.0 | V1.0 | V1.0 | V1.0 | V1.0 | V1.0 | V1.0 | V1.0 | V1.0 | V1.0 | V1.0 | V1.0 | V1.0 | -
LIMIT_IND | EF_procedure | X | X | X | - | X | X | X | X | - | - | X | V1.0 | V1.0 | V1.0 | V1.0 | V1.0 | V1.0 | V1.0 | V1.0 | V1.0 | V1.0 | V1.0 | V1.0 | V1.0 | V1.0 | V1.0 | V1.0 | -
LIMIT_IND_BOOL | EF_procedure | X | X | X | - | X | X | X | X | - | - | X | V1.0 | V1.0 | V1.0 | V1.0 | V1.0 | V1.0 | V1.0 | V1.0 | V1.0 | V1.0 | V1.0 | V1.0 | V1.0 | V1.0 | V1.0 | V1.0 | -
LIMIT_IND_BYTE | EF_procedure | X | X | X | - | X | X | X | X | - | - | X | V1.0 | V1.0 | V1.0 | V1.0 | V1.0 | V1.0 | V1.0 | V1.0 | V1.0 | V1.0 | V1.0 | V1.0 | V1.0 | V1.0 | V1.0 | V1.0 | -
LIMIT_IND_DINT | EF_procedure | X | X | X | - | X | X | X | X | - | - | X | V1.0 | V1.0 | V1.0 | V1.0 | V1.0 | V1.0 | V1.0 | V1.0 | V1.0 | V1.0 | V1.0 | V1.0 | V1.0 | V1.0 | V1.0 | V1.0 | -
LIMIT_IND_DWORD | EF_procedure | X | X | X | - | X | X | X | X | - | - | X | V1.0 | V1.0 | V1.0 | V1.0 | V1.0 | V1.0 | V1.0 | V1.0 | V1.0 | V1.0 | V1.0 | V1.0 | V1.0 | V1.0 | V1.0 | V1.0 | -
LIMIT_IND_INT | EF_procedure | X | X | X | - | X | X | X | X | - | - | X | V1.0 | V1.0 | V1.0 | V1.0 | V1.0 | V1.0 | V1.0 | V1.0 | V1.0 | V1.0 | V1.0 | V1.0 | V1.0 | V1.0 | V1.0 | V1.0 | -
LIMIT_IND_REAL | EF_procedure | X | X | X | - | X | X | X | X | - | - | X | V1.0 | V1.0 | V1.0 | V1.0 | V1.0 | V1.0 | V1.0 | V1.0 | V1.0 | V1.0 | V1.0 | V1.0 | V1.0 | V1.0 | V1.0 | V1.0 | -
LIMIT_IND_TIME | EF_procedure | X | X | X | - | X | X | X | X | - | - | X | V1.0 | V1.0 | V1.0 | V1.0 | V1.0 | V1.0 | V1.0 | V1.0 | V1.0 | V1.0 | V1.0 | V1.0 | V1.0 | V1.0 | V1.0 | V1.0 | -
LIMIT_IND_UDINT | EF_procedure | X | X | X | - | X | X | X | X | - | - | X | V1.0 | V1.0 | V1.0 | V1.0 | V1.0 | V1.0 | V1.0 | V1.0 | V1.0 | V1.0 | V1.0 | V1.0 | V1.0 | V1.0 | V1.0 | V1.0 | -
LIMIT_IND_UINT | EF_procedure | X | X | X | - | X | X | X | X | - | - | X | V1.0 | V1.0 | V1.0 | V1.0 | V1.0 | V1.0 | V1.0 | V1.0 | V1.0 | V1.0 | V1.0 | V1.0 | V1.0 | V1.0 | V1.0 | V1.0 | -
LIMIT_IND_WORD | EF_procedure | X | X | X | - | X | X | X | X | - | - | X | V1.0 | V1.0 | V1.0 | V1.0 | V1.0 | V1.0 | V1.0 | V1.0 | V1.0 | V1.0 | V1.0 | V1.0 | V1.0 | V1.0 | V1.0 | V1.0 | -
LIMIT_INT | EF | X | X | X | - | X | X | X | X | - | - | X | V1.0 | V1.0 | V1.0 | V1.0 | V1.0 | V1.0 | V1.0 | V1.0 | V1.0 | V1.0 | V1.0 | V1.0 | V1.0 | V1.0 | V1.0 | V1.0 | -
LIMIT_REAL | EF | X | X | X | - | X | X | X | X | - | - | X | V1.0 | V1.0 | V1.0 | V1.0 | V1.0 | V1.0 | V1.0 | V1.0 | V1.0 | V1.0 | V1.0 | V1.0 | V1.0 | V1.0 | V1.0 | V1.0 | -
LIMIT_TIME | EF | X | X | X | - | X | X | X | X | - | - | X | V1.0 | V1.0 | V1.0 | V1.0 | V1.0 | V1.0 | V1.0 | V1.0 | V1.0 | V1.0 | V1.0 | V1.0 | V1.0 | V1.0 | V1.0 | V1.0 | -
LIMIT_UDINT | EF | X | X | X | - | X | X | X | X | - | - | X | V1.0 | V1.0 | V1.0 | V1.0 | V1.0 | V1.0 | V1.0 | V1.0 | V1.0 | V1.0 | V1.0 | V1.0 | V1.0 | V1.0 | V1.0 | V1.0 | -
LIMIT_UINT | EF | X | X | X | - | X | X | X | X | - | - | X | V1.0 | V1.0 | V1.0 | V1.0 | V1.0 | V1.0 | V1.0 | V1.0 | V1.0 | V1.0 | V1.0 | V1.0 | V1.0 | V1.0 | V1.0 | V1.0 | -
LIMIT_WORD | EF | X | X | X | - | X | X | X | X | - | - | X | V1.0 | V1.0 | V1.0 | V1.0 | V1.0 | V1.0 | V1.0 | V1.0 | V1.0 | V1.0 | V1.0 | V1.0 | V1.0 | V1.0 | V1.0 | V1.0 | -
MAX | EF | X | X | X | - | X | X | X | X | - | - | X | V1.0 | V1.0 | V1.0 | V1.0 | V1.0 | V1.0 | V1.0 | V1.0 | V1.0 | V1.0 | V1.0 | V1.0 | V1.0 | V1.0 | V1.0 | V1.0 | -
MAX_BOOL | EF | X | X | X | - | X | X | X | X | - | - | X | V1.0 | V1.0 | V1.0 | V1.0 | V1.0 | V1.0 | V1.0 | V1.0 | V1.0 | V1.0 | V1.0 | V1.0 | V1.0 | V1.0 | V1.0 | V1.0 | -
MAX_BYTE | EF | X | X | X | - | X | X | X | X | - | - | X | V1.0 | V1.0 | V1.0 | V1.0 | V1.0 | V1.0 | V1.0 | V1.0 | V1.0 | V1.0 | V1.0 | V1.0 | V1.0 | V1.0 | V1.0 | V1.0 | -
MAX_DINT | EF | X | X | X | - | X | X | X | X | - | - | X | V1.0 | V1.0 | V1.0 | V1.0 | V1.0 | V1.0 | V1.0 | V1.0 | V1.0 | V1.0 | V1.0 | V1.0 | V1.0 | V1.0 | V1.0 | V1.0 | -
MAX_DWORD | EF | X | X | X | - | X | X | X | X | - | - | X | V1.0 | V1.0 | V1.0 | V1.0 | V1.0 | V1.0 | V1.0 | V1.0 | V1.0 | V1.0 | V1.0 | V1.0 | V1.0 | V1.0 | V1.0 | V1.0 | -
MAX_INT | EF | X | X | X | - | X | X | X | X | - | - | X | V1.0 | V1.0 | V1.0 | V1.0 | V1.0 | V1.0 | V1.0 | V1.0 | V1.0 | V1.0 | V1.0 | V1.0 | V1.0 | V1.0 | V1.0 | V1.0 | -
MAX_REAL | EF | X | X | X | - | X | X | X | X | - | - | X | V1.0 | V1.0 | V1.0 | V1.0 | V1.0 | V1.0 | V1.0 | V1.0 | V1.0 | V1.0 | V1.0 | V1.0 | V1.0 | V1.0 | V1.0 | V1.0 | -
MAX_TIME | EF | X | X | X | - | X | X | X | X | - | - | X | V1.0 | V1.0 | V1.0 | V1.0 | V1.0 | V1.0 | V1.0 | V1.0 | V1.0 | V1.0 | V1.0 | V1.0 | V1.0 | V1.0 | V1.0 | V1.0 | -
MAX_UDINT | EF | X | X | X | - | X | X | X | X | - | - | X | V1.0 | V1.0 | V1.0 | V1.0 | V1.0 | V1.0 | V1.0 | V1.0 | V1.0 | V1.0 | V1.0 | V1.0 | V1.0 | V1.0 | V1.0 | V1.0 | -
MAX_UINT | EF | X | X | X | - | X | X | X | X | - | - | X | V1.0 | V1.0 | V1.0 | V1.0 | V1.0 | V1.0 | V1.0 | V1.0 | V1.0 | V1.0 | V1.0 | V1.0 | V1.0 | V1.0 | V1.0 | V1.0 | -
MAX_WORD | EF | X | X | X | - | X | X | X | X | - | - | X | V1.0 | V1.0 | V1.0 | V1.0 | V1.0 | V1.0 | V1.0 | V1.0 | V1.0 | V1.0 | V1.0 | V1.0 | V1.0 | V1.0 | V1.0 | V1.0 | -
MIN | EF | X | X | X | - | X | X | X | X | - | - | X | V1.0 | V1.0 | V1.0 | V1.0 | V1.0 | V1.0 | V1.0 | V1.0 | V1.0 | V1.0 | V1.0 | V1.0 | V1.0 | V1.0 | V1.0 | V1.0 | -
MIN_BOOL | EF | X | X | X | - | X | X | X | X | - | - | X | V1.0 | V1.0 | V1.0 | V1.0 | V1.0 | V1.0 | V1.0 | V1.0 | V1.0 | V1.0 | V1.0 | V1.0 | V1.0 | V1.0 | V1.0 | V1.0 | -
MIN_BYTE | EF | X | X | X | - | X | X | X | X | - | - | X | V1.0 | V1.0 | V1.0 | V1.0 | V1.0 | V1.0 | V1.0 | V1.0 | V1.0 | V1.0 | V1.0 | V1.0 | V1.0 | V1.0 | V1.0 | V1.0 | -
MIN_DINT | EF | X | X | X | - | X | X | X | X | - | - | X | V1.0 | V1.0 | V1.0 | V1.0 | V1.0 | V1.0 | V1.0 | V1.0 | V1.0 | V1.0 | V1.0 | V1.0 | V1.0 | V1.0 | V1.0 | V1.0 | -
MIN_DWORD | EF | X | X | X | - | X | X | X | X | - | - | X | V1.0 | V1.0 | V1.0 | V1.0 | V1.0 | V1.0 | V1.0 | V1.0 | V1.0 | V1.0 | V1.0 | V1.0 | V1.0 | V1.0 | V1.0 | V1.0 | -
MIN_INT | EF | X | X | X | - | X | X | X | X | - | - | X | V1.0 | V1.0 | V1.0 | V1.0 | V1.0 | V1.0 | V1.0 | V1.0 | V1.0 | V1.0 | V1.0 | V1.0 | V1.0 | V1.0 | V1.0 | V1.0 | -
MIN_REAL | EF | X | X | X | - | X | X | X | X | - | - | X | V1.0 | V1.0 | V1.0 | V1.0 | V1.0 | V1.0 | V1.0 | V1.0 | V1.0 | V1.0 | V1.0 | V1.0 | V1.0 | V1.0 | V1.0 | V1.0 | -
MIN_TIME | EF | X | X | X | - | X | X | X | X | - | - | X | V1.0 | V1.0 | V1.0 | V1.0 | V1.0 | V1.0 | V1.0 | V1.0 | V1.0 | V1.0 | V1.0 | V1.0 | V1.0 | V1.0 | V1.0 | V1.0 | -
MIN_UDINT | EF | X | X | X | - | X | X | X | X | - | - | X | V1.0 | V1.0 | V1.0 | V1.0 | V1.0 | V1.0 | V1.0 | V1.0 | V1.0 | V1.0 | V1.0 | V1.0 | V1.0 | V1.0 | V1.0 | V1.0 | -
MIN_UINT | EF | X | X | X | - | X | X | X | X | - | - | X | V1.0 | V1.0 | V1.0 | V1.0 | V1.0 | V1.0 | V1.0 | V1.0 | V1.0 | V1.0 | V1.0 | V1.0 | V1.0 | V1.0 | V1.0 | V1.0 | -
MIN_WORD | EF | X | X | X | - | X | X | X | X | - | - | X | V1.0 | V1.0 | V1.0 | V1.0 | V1.0 | V1.0 | V1.0 | V1.0 | V1.0 | V1.0 | V1.0 | V1.0 | V1.0 | V1.0 | V1.0 | V1.0 | -
MUX | EF | X | X | X | - | X | X | X | X | - | - | X | V1.0 | V1.0 | V1.0 | V1.0 | V1.0 | V1.0 | V1.0 | V1.0 | V1.0 | V1.0 | V1.0 | V1.0 | V1.0 | V1.0 | V1.0 | V1.0 | -
MUX_DINT | EF | X | X | X | - | X | X | X | X | - | - | X | V1.0 | V1.0 | V1.0 | V1.0 | V1.0 | V1.0 | V1.0 | V1.0 | V1.0 | V1.0 | V1.0 | V1.0 | V1.0 | V1.0 | V1.0 | V1.0 | -
MUX_INT | EF | X | X | X | - | X | X | X | X | - | - | X | V1.0 | V1.0 | V1.0 | V1.0 | V1.0 | V1.0 | V1.0 | V1.0 | V1.0 | V1.0 | V1.0 | V1.0 | V1.0 | V1.0 | V1.0 | V1.0 | -
MUX_UDINT | EF | X | X | X | - | X | X | X | X | - | - | X | V1.0 | V1.0 | V1.0 | V1.0 | V1.0 | V1.0 | V1.0 | V1.0 | V1.0 | V1.0 | V1.0 | V1.0 | V1.0 | V1.0 | V1.0 | V1.0 | -
MUX_UINT | EF | X | X | X | - | X | X | X | X | - | - | X | V1.0 | V1.0 | V1.0 | V1.0 | V1.0 | V1.0 | V1.0 | V1.0 | V1.0 | V1.0 | V1.0 | V1.0 | V1.0 | V1.0 | V1.0 | V1.0 | -
SEL | EF | X | X | X | - | X | X | X | X | - | - | X | V1.0 | V1.0 | V1.0 | V1.0 | V1.0 | V1.0 | V1.0 | V1.0 | V1.0 | V1.0 | V1.0 | V1.0 | V1.0 | V1.0 | V1.0 | V1.0 | -
FAMILY->Strings | 10 | [6 empty] | - | - | - | - | - | [16 empty] | -
CONCAT_STR | EF | X | X | X | - | X | X | X | X | - | - | X | V1.0 | V1.0 | V1.1 | V1.1 | V1.1 | V1.1 | V1.1 | V1.1 | V1.1 | V1.1 | V1.1 | V1.1 | V1.1 | V1.1 | V1.1 | V1.1 | X | Wrong result when input2 used for output
DELETE_INT | EF | X | X | X | - | X | X | X | X | - | - | X | V1.0 | V1.0 | V1.1 | V1.1 | V1.1 | V1.1 | V1.1 | V1.1 | V1.1 | V1.1 | V1.1 | V1.1 | V1.1 | V1.1 | V1.1 | V1.1 | X | Optimisation in execution time (String not filled with 0 when mapped on %MW)
EQUAL_STR | EF | X | X | X | - | X | X | X | X | - | - | X | V1.0 | V1.0 | V1.1 | V1.1 | V1.1 | V1.1 | V1.1 | V1.1 | V1.1 | V1.1 | V1.1 | V1.1 | V1.1 | V1.1 | V1.1 | V1.1 | X | M340 evolution
FIND_INT | EF | X | X | X | - | X | X | X | X | - | - | X | V1.0 | V1.0 | V1.1 | V1.1 | V1.1 | V1.1 | V1.1 | V1.1 | V1.1 | V1.1 | V1.1 | V1.1 | V1.1 | V1.1 | V1.1 | V1.1 | X | Optimisation in execution time
INSERT_INT | EF | X | X | X | - | X | X | X | X | - | - | X | V1.0 | V1.0 | V1.1 | V1.1 | V1.1 | V1.2 | V1.2 | V1.2 | V1.2 | V1.2 | V1.2 | V1.2 | V1.2 | V1.2 | V1.2 | V1.2 | X | V1.1 Optimisation in execution time /V1.2 : fixed alignment issue
LEFT_INT | EF | X | X | X | - | X | X | X | X | - | - | X | V1.0 | V1.0 | V1.1 | V1.1 | V1.1 | V1.1 | V1.1 | V1.1 | V1.1 | V1.1 | V1.1 | V1.1 | V1.1 | V1.1 | V1.1 | V1.1 | X | Optimisation in execution time (String not filled with 0 when mapped on %MW)
LEN_INT | EF | X | X | X | - | X | X | X | X | - | - | X | V1.0 | V1.0 | V1.1 | V1.1 | V1.1 | V1.1 | V1.1 | V1.1 | V1.1 | V1.1 | V1.1 | V1.1 | V1.1 | V1.1 | V1.1 | V1.1 | X | Optimisation in execution time (String not filled with 0 when mapped on %MW)
MID_INT | EF | X | X | X | - | X | X | X | X | - | - | X | V1.0 | V1.0 | V1.1 | V1.1 | V1.1 | V1.1 | V1.1 | V1.1 | V1.1 | V1.1 | V1.1 | V1.1 | V1.1 | V1.1 | V1.1 | V1.1 | X | Optimisation in execution time (String not filled with 0 when mapped on %MW)
REPLACE_INT | EF | X | X | X | - | X | X | X | X | - | - | X | V1.0 | V1.0 | V1.1 | V1.1 | V1.1 | V1.1 | V1.1 | V1.1 | V1.1 | V1.1 | V1.1 | V1.1 | V1.1 | V1.1 | V1.1 | V1.1 | X | Optimisation in execution time (String not filled with 0 when mapped on %MW)
RIGHT_INT | EF | X | X | X | - | X | X | X | X | - | - | X | V1.0 | V1.0 | V1.1 | V1.1 | V1.1 | V1.1 | V1.1 | V1.1 | V1.1 | V1.1 | V1.1 | V1.1 | V1.1 | V1.1 | V1.1 | V1.1 | X | Optimisation in execution time (String not filled with 0 when mapped on %MW)
FAMILY->Timers_&_Counters | 18 | [6 empty] | - | - | - | - | - | [16 empty] | -
CTD | EFB | X | X | X | - | X | X | X | X | - | - | X | V1.0 | V1.0 | V1.0 | V1.0 | V1.0 | V1.0 | V1.0 | V1.0 | V1.0 | V1.0 | V1.0 | V1.0 | V1.0 | V1.0 | V1.0 | V1.0 | -
CTD_DINT | EFB | X | X | X | - | X | X | X | X | - | - | X | V1.0 | V1.0 | V1.0 | V1.0 | V1.0 | V1.0 | V1.0 | V1.0 | V1.0 | V1.0 | V1.0 | V1.0 | V1.0 | V1.0 | V1.0 | V1.0 | -
CTD_INT | EFB | X | X | X | - | X | X | X | X | - | - | X | V1.0 | V1.0 | V1.0 | V1.0 | V1.0 | V1.0 | V1.0 | V1.0 | V1.0 | V1.0 | V1.0 | V1.0 | V1.0 | V1.0 | V1.0 | V1.0 | -
CTD_UDINT | EFB | X | X | X | - | X | X | X | X | - | - | X | V1.0 | V1.0 | V1.0 | V1.0 | V1.0 | V1.0 | V1.0 | V1.0 | V1.0 | V1.0 | V1.0 | V1.0 | V1.0 | V1.0 | V1.0 | V1.0 | -
CTD_UINT | EFB | X | X | X | - | X | X | X | X | - | - | X | V1.0 | V1.0 | V1.0 | V1.0 | V1.0 | V1.0 | V1.0 | V1.0 | V1.0 | V1.0 | V1.0 | V1.0 | V1.0 | V1.0 | V1.0 | V1.0 | -
CTU | EFB | X | X | X | - | X | X | X | X | - | - | X | V1.0 | V1.0 | V1.0 | V1.0 | V1.0 | V1.0 | V1.0 | V1.0 | V1.0 | V1.0 | V1.0 | V1.0 | V1.0 | V1.0 | V1.0 | V1.0 | -
CTU_DINT | EFB | X | X | X | - | X | X | X | X | - | - | X | V1.0 | V1.0 | V1.0 | V1.0 | V1.0 | V1.0 | V1.0 | V1.0 | V1.0 | V1.0 | V1.0 | V1.0 | V1.0 | V1.0 | V1.0 | V1.0 | -
CTU_INT | EFB | X | X | X | - | X | X | X | X | - | - | X | V1.0 | V1.0 | V1.0 | V1.0 | V1.0 | V1.0 | V1.0 | V1.0 | V1.0 | V1.0 | V1.0 | V1.0 | V1.0 | V1.0 | V1.0 | V1.0 | -
CTU_UDINT | EFB | X | X | X | - | X | X | X | X | - | - | X | V1.0 | V1.0 | V1.0 | V1.0 | V1.0 | V1.0 | V1.0 | V1.0 | V1.0 | V1.0 | V1.0 | V1.0 | V1.0 | V1.0 | V1.0 | V1.0 | -
CTU_UINT | EFB | X | X | X | - | X | X | X | X | - | - | X | V1.0 | V1.0 | V1.0 | V1.0 | V1.0 | V1.0 | V1.0 | V1.0 | V1.0 | V1.0 | V1.0 | V1.0 | V1.0 | V1.0 | V1.0 | V1.0 | -
CTUD | EFB | X | X | X | - | X | X | X | X | - | - | X | V1.0 | V1.0 | V1.0 | V1.0 | V1.0 | V1.0 | V1.0 | V1.0 | V1.0 | V1.0 | V1.0 | V1.0 | V1.0 | V1.0 | V1.0 | V1.0 | -
CTUD_DINT | EFB | X | X | X | - | X | X | X | X | - | - | X | V1.0 | V1.0 | V1.0 | V1.0 | V1.0 | V1.0 | V1.0 | V1.0 | V1.0 | V1.0 | V1.0 | V1.0 | V1.0 | V1.0 | V1.0 | V1.0 | -
CTUD_INT | EFB | X | X | X | - | X | X | X | X | - | - | X | V1.0 | V1.0 | V1.0 | V1.0 | V1.0 | V1.0 | V1.0 | V1.0 | V1.0 | V1.0 | V1.0 | V1.0 | V1.0 | V1.0 | V1.0 | V1.0 | -
CTUD_UDINT | EFB | X | X | X | - | X | X | X | X | - | - | X | V1.0 | V1.0 | V1.0 | V1.0 | V1.0 | V1.0 | V1.0 | V1.0 | V1.0 | V1.0 | V1.0 | V1.0 | V1.0 | V1.0 | V1.0 | V1.0 | -
CTUD_UINT | EFB | X | X | X | - | X | X | X | X | - | - | X | V1.0 | V1.0 | V1.0 | V1.0 | V1.0 | V1.0 | V1.0 | V1.0 | V1.0 | V1.0 | V1.0 | V1.0 | V1.0 | V1.0 | V1.0 | V1.0 | -
TOF | EFB | X | X | X | - | X | X | X | X | - | - | X | V1.0 | V1.0 | V1.0 | V1.0 | V1.0 | V1.0 | V1.0 | V1.0 | V1.0 | V1.0 | V1.0 | V1.0 | V1.0 | V1.0 | V1.0 | V1.0 | -
TON | EFB | X | X | X | - | X | X | X | X | - | - | X | V1.0 | V1.0 | V1.0 | V1.0 | V1.0 | V1.0 | V1.0 | V1.0 | V1.0 | V1.0 | V1.0 | V1.0 | V1.0 | V1.0 | V1.0 | V1.0 | -
TP | EFB | X | X | X | - | X | X | X | X | - | - | X | V1.0 | V1.0 | V1.0 | V1.0 | V1.0 | V1.0 | V1.0 | V1.0 | V1.0 | V1.0 | V1.0 | V1.0 | V1.0 | V1.0 | V1.0 | V1.0 | -
FAMILY->Type_to_type | 149 | [6 empty] | - | - | - | - | - | [16 empty] | -
ARINT_TO_DATE | EF | X | X | X | - | X | X | X | X | - | - | X | - | - | - | - | V1.0 | V1.0 | V1.0 | V1.0 | V1.0 | V1.0 | V1.0 | V1.0 | V1.0 | V1.0 | V1.0 | V1.0 | -
ARINT_TO_DT | EF | X | X | X | - | X | X | X | X | - | - | X | - | - | - | - | V1.0 | V1.0 | V1.0 | V1.0 | V1.0 | V1.0 | V1.0 | V1.0 | V1.0 | V1.0 | V1.0 | V1.0 | -
ARINT_TO_TOD | EF | X | X | X | - | X | X | X | X | - | - | X | - | - | - | - | V1.0 | V1.0 | V1.0 | V1.0 | V1.0 | V1.0 | V1.0 | V1.0 | V1.0 | V1.0 | V1.0 | V1.0 | -
ASCII_TO_STRING | EF | X | X | X | - | X | X | X | X | - | - | X | - | V1.0 | V1.0 | V1.0 | V1.0 | V1.0 | V1.0 | V1.0 | V1.0 | V1.0 | V1.0 | V1.0 | V1.0 | V1.0 | V1.0 | V1.0 | -
ASCII_TO_STRING_INV | EF | X | X | X | - | X | X | X | X | - | - | X | - | - | - | - | V1.0 | V1.0 | V1.0 | V1.0 | V1.0 | V1.0 | V1.0 | V1.0 | V1.0 | V1.0 | V1.0 | V1.0 | -
BCD_TO_INT | EF | X | X | X | - | X | X | X | X | - | - | X | V1.0 | V1.0 | V1.0 | V1.1 | V1.1 | V1.1 | V1.1 | V1.1 | V1.1 | V1.1 | V1.1 | V1.1 | V1.1 | V1.1 | V1.1 | V1.1 | X | Result equal 0, when intruction is used twice nearby / M340 evolution
BIT_TO_BYTE | EF | X | X | X | - | X | X | X | X | - | - | X | V1.0 | V1.0 | V1.0 | V1.0 | V1.0 | V1.0 | V1.0 | V1.0 | V1.0 | V1.0 | V1.0 | V1.0 | V1.0 | V1.0 | V1.0 | V1.0 | -
BIT_TO_WORD | EF | X | X | X | - | X | X | X | X | - | - | X | V1.0 | V1.0 | V1.0 | V1.0 | V1.0 | V1.0 | V1.0 | V1.0 | V1.0 | V1.0 | V1.0 | V1.0 | V1.0 | V1.0 | V1.0 | V1.0 | -
BOOL_TO | EF | X | X | X | - | X | X | X | X | - | - | X | V1.0 | V1.0 | V1.0 | V1.0 | V1.0 | V1.0 | V1.0 | V1.0 | V1.0 | V1.0 | V1.0 | V1.0 | V1.0 | V1.0 | V1.0 | V1.0 | -
BOOL_TO_BYTE | EF | X | X | X | - | X | X | X | X | - | - | X | V1.0 | V1.0 | V1.0 | V1.0 | V1.0 | V1.0 | V1.0 | V1.0 | V1.0 | V1.0 | V1.0 | V1.0 | V1.0 | V1.0 | V1.0 | V1.0 | -
BOOL_TO_DINT | EF | X | X | X | - | X | X | X | X | - | - | X | V1.0 | V1.0 | V1.0 | V1.0 | V1.0 | V1.0 | V1.0 | V1.0 | V1.0 | V1.0 | V1.0 | V1.0 | V1.0 | V1.0 | V1.0 | V1.0 | -
BOOL_TO_DWORD | EF | X | X | X | - | X | X | X | X | - | - | X | V1.0 | V1.0 | V1.0 | V1.0 | V1.0 | V1.0 | V1.0 | V1.0 | V1.0 | V1.0 | V1.0 | V1.0 | V1.0 | V1.0 | V1.0 | V1.0 | -
BOOL_TO_INT | EF | X | X | X | - | X | X | X | X | - | - | X | V1.0 | V1.0 | V1.0 | V1.0 | V1.0 | V1.0 | V1.0 | V1.0 | V1.0 | V1.0 | V1.0 | V1.0 | V1.0 | V1.0 | V1.0 | V1.0 | -
BOOL_TO_REAL | EF | X | X | X | - | X | X | X | X | - | - | X | V1.0 | V1.0 | V1.0 | V1.0 | V1.0 | V1.0 | V1.0 | V1.0 | V1.0 | V1.0 | V1.0 | V1.0 | V1.0 | V1.0 | V1.0 | V1.0 | -
BOOL_TO_TIME | EF | X | X | X | - | X | X | X | X | - | - | X | V1.0 | V1.0 | V1.0 | V1.0 | V1.0 | V1.0 | V1.0 | V1.0 | V1.0 | V1.0 | V1.0 | V1.0 | V1.0 | V1.0 | V1.0 | V1.0 | -
BOOL_TO_UDINT | EF | X | X | X | - | X | X | X | X | - | - | X | V1.0 | V1.0 | V1.0 | V1.0 | V1.0 | V1.0 | V1.0 | V1.0 | V1.0 | V1.0 | V1.0 | V1.0 | V1.0 | V1.0 | V1.0 | V1.0 | -
BOOL_TO_UINT | EF | X | X | X | - | X | X | X | X | - | - | X | V1.0 | V1.0 | V1.0 | V1.0 | V1.0 | V1.0 | V1.0 | V1.0 | V1.0 | V1.0 | V1.0 | V1.0 | V1.0 | V1.0 | V1.0 | V1.0 | -
BOOL_TO_WORD | EF | X | X | X | - | X | X | X | X | - | - | X | V1.0 | V1.0 | V1.0 | V1.0 | V1.0 | V1.0 | V1.0 | V1.0 | V1.0 | V1.0 | V1.0 | V1.0 | V1.0 | V1.0 | V1.0 | V1.0 | -
BYTE_AS_WORD | EF | X | X | X | - | X | X | X | X | - | - | X | V1.0 | V1.0 | V1.0 | V1.0 | V1.0 | V1.0 | V1.0 | V1.0 | V1.0 | V1.0 | V1.0 | V1.0 | V1.0 | V1.0 | V1.0 | V1.0 | -
BYTE_TO | EF | X | X | X | - | X | X | X | X | - | - | X | V1.0 | V1.0 | V1.0 | V1.0 | V1.0 | V1.0 | V1.0 | V1.0 | V1.0 | V1.0 | V1.0 | V1.0 | V1.0 | V1.0 | V1.0 | V1.0 | -
BYTE_TO_BIT | EF_procedure | X | X | X | - | X | X | X | X | - | - | X | V1.0 | V1.0 | V1.0 | V1.0 | V1.0 | V1.0 | V1.0 | V1.0 | V1.0 | V1.0 | V1.0 | V1.0 | V1.0 | V1.0 | V1.0 | V1.0 | -
BYTE_TO_BOOL | EF | X | X | X | - | X | X | X | X | - | - | X | V1.0 | V1.0 | V1.0 | V1.0 | V1.0 | V1.0 | V1.0 | V1.0 | V1.0 | V1.0 | V1.0 | V1.0 | V1.0 | V1.0 | V1.0 | V1.0 | -
BYTE_TO_DINT | EF | X | X | X | - | X | X | X | X | - | - | X | V1.0 | V1.0 | V1.0 | V1.0 | V1.0 | V1.0 | V1.0 | V1.0 | V1.0 | V1.0 | V1.0 | V1.0 | V1.0 | V1.0 | V1.0 | V1.0 | -
BYTE_TO_DWORD | EF | X | X | X | - | X | X | X | X | - | - | X | V1.0 | V1.0 | V1.0 | V1.0 | V1.0 | V1.0 | V1.0 | V1.0 | V1.0 | V1.0 | V1.0 | V1.0 | V1.0 | V1.0 | V1.0 | V1.0 | -
BYTE_TO_INT | EF | X | X | X | - | X | X | X | X | - | - | X | V1.0 | V1.0 | V1.0 | V1.0 | V1.0 | V1.0 | V1.0 | V1.0 | V1.0 | V1.0 | V1.0 | V1.0 | V1.0 | V1.0 | V1.0 | V1.0 | -
BYTE_TO_REAL | EF | X | X | X | - | X | X | X | X | - | - | X | V1.0 | V1.0 | V1.0 | V1.0 | V1.0 | V1.0 | V1.0 | V1.0 | V1.0 | V1.0 | V1.0 | V1.0 | V1.0 | V1.0 | V1.0 | V1.0 | -
BYTE_TO_TIME | EF | X | X | X | - | X | X | X | X | - | - | X | V1.0 | V1.0 | V1.0 | V1.0 | V1.0 | V1.0 | V1.0 | V1.0 | V1.0 | V1.0 | V1.0 | V1.0 | V1.0 | V1.0 | V1.0 | V1.0 | -
BYTE_TO_UDINT | EF | X | X | X | - | X | X | X | X | - | - | X | V1.0 | V1.0 | V1.0 | V1.0 | V1.0 | V1.0 | V1.0 | V1.0 | V1.0 | V1.0 | V1.0 | V1.0 | V1.0 | V1.0 | V1.0 | V1.0 | -
BYTE_TO_UINT | EF | X | X | X | - | X | X | X | X | - | - | X | V1.0 | V1.0 | V1.0 | V1.0 | V1.0 | V1.0 | V1.0 | V1.0 | V1.0 | V1.0 | V1.0 | V1.0 | V1.0 | V1.0 | V1.0 | V1.0 | -
BYTE_TO_WORD | EF | X | X | X | - | X | X | X | X | - | - | X | V1.0 | V1.0 | V1.0 | V1.0 | V1.0 | V1.0 | V1.0 | V1.0 | V1.0 | V1.0 | V1.0 | V1.0 | V1.0 | V1.0 | V1.0 | V1.0 | -
DATE_TO_ARINT | EF | X | X | X | - | X | X | X | X | - | - | X | - | - | - | - | V1.0 | V1.0 | V1.0 | V1.0 | V1.0 | V1.0 | V1.0 | V1.0 | V1.0 | V1.0 | V1.0 | V1.0 | -
DATE_TO_STRING | EF | X | X | X | - | X | X | X | X | - | - | X | V1.0 | V1.0 | V1.0 | V1.1 | V1.1 | V1.1 | V1.1 | V1.1 | V1.1 | V1.1 | V1.1 | V1.1 | V1.1 | V1.1 | V1.1 | V1.1 | X | M340 evolution
DBCD_TO_DINT | EF | X | X | X | - | X | X | X | X | - | - | X | V1.0 | V1.0 | V1.0 | V1.0 | V1.0 | V1.0 | V1.0 | V1.0 | V1.0 | V1.0 | V1.0 | V1.0 | V1.0 | V1.0 | V1.0 | V1.0 | -
DBCD_TO_INT | EF | X | X | X | - | X | X | X | X | - | - | X | V1.0 | V1.0 | V1.0 | V1.0 | V1.0 | V1.0 | V1.0 | V1.0 | V1.0 | V1.0 | V1.0 | V1.0 | V1.0 | V1.0 | V1.0 | V1.0 | -
DEG_TO_RAD | EF | X | X | X | - | X | X | X | X | - | - | X | V1.0 | V1.0 | V1.0 | V1.1 | V1.1 | V1.1 | V1.1 | V1.1 | V1.1 | V1.1 | V1.1 | V1.1 | V1.1 | V1.1 | V1.1 | V1.1 | X | M340 evolution
DINT_AS_WORD | EF_procedure | X | X | X | - | X | X | X | X | - | - | X | V1.0 | V1.0 | V1.0 | V1.0 | V1.0 | V1.0 | V1.0 | V1.0 | V1.0 | V1.0 | V1.0 | V1.0 | V1.0 | V1.0 | V1.0 | V1.0 | -
DINT_TO | EF | X | X | X | - | X | X | X | X | - | - | X | V1.0 | V1.0 | V1.0 | V1.0 | V1.0 | V1.0 | V1.0 | V1.0 | V1.0 | V1.0 | V1.0 | V1.0 | V1.0 | V1.0 | V1.0 | V1.0 | -
DINT_TO_BOOL | EF | X | X | X | - | X | X | X | X | - | - | X | V1.0 | V1.0 | V1.0 | V1.0 | V1.0 | V1.0 | V1.0 | V1.0 | V1.0 | V1.0 | V1.0 | V1.0 | V1.0 | V1.0 | V1.0 | V1.0 | -
DINT_TO_BYTE | EF | X | X | X | - | X | X | X | X | - | - | X | V1.0 | V1.0 | V1.0 | V1.0 | V1.0 | V1.0 | V1.0 | V1.0 | V1.0 | V1.0 | V1.0 | V1.0 | V1.0 | V1.0 | V1.0 | V1.0 | -
DINT_TO_DBCD | EF | X | X | X | - | X | X | X | X | - | - | X | V1.0 | V1.0 | V1.0 | V1.0 | V1.0 | V1.0 | V1.0 | V1.0 | V1.0 | V1.0 | V1.0 | V1.0 | V1.0 | V1.0 | V1.0 | V1.0 | -
DINT_TO_DWORD | EF | X | X | X | - | X | X | X | X | - | - | X | V1.0 | V1.0 | V1.0 | V1.0 | V1.0 | V1.0 | V1.0 | V1.0 | V1.0 | V1.0 | V1.0 | V1.0 | V1.0 | V1.0 | V1.0 | V1.0 | -
DINT_TO_INT | EF | X | X | X | - | X | X | X | X | - | - | X | V1.0 | V1.0 | V1.0 | V1.0 | V1.0 | V1.0 | V1.0 | V1.0 | V1.0 | V1.0 | V1.0 | V1.0 | V1.0 | V1.0 | V1.0 | V1.0 | -
DINT_TO_REAL | EF | X | X | X | - | X | X | X | X | - | - | X | V1.0 | V1.0 | V1.0 | V1.0 | V1.0 | V1.0 | V1.0 | V1.0 | V1.0 | V1.0 | V1.0 | V1.0 | V1.0 | V1.0 | V1.0 | V1.0 | -
DINT_TO_STRING | EF | X | X | X | - | X | X | X | X | - | - | X | V1.0 | V1.0 | V1.0 | V1.1 | V1.1 | V1.1 | V1.1 | V1.1 | V1.1 | V1.1 | V1.1 | V1.1 | V1.1 | V1.1 | V1.1 | V1.1 | X | M340 evolution
DINT_TO_TIME | EF | X | X | X | - | X | X | X | X | - | - | X | V1.0 | V1.0 | V1.0 | V1.0 | V1.0 | V1.0 | V1.0 | V1.0 | V1.0 | V1.0 | V1.0 | V1.0 | V1.0 | V1.0 | V1.0 | V1.0 | -
DINT_TO_UDINT | EF | X | X | X | - | X | X | X | X | - | - | X | V1.0 | V1.0 | V1.0 | V1.0 | V1.0 | V1.0 | V1.0 | V1.0 | V1.0 | V1.0 | V1.0 | V1.0 | V1.0 | V1.0 | V1.0 | V1.0 | -
DINT_TO_UINT | EF | X | X | X | - | X | X | X | X | - | - | X | V1.0 | V1.0 | V1.0 | V1.0 | V1.0 | V1.0 | V1.0 | V1.0 | V1.0 | V1.0 | V1.0 | V1.0 | V1.0 | V1.0 | V1.0 | V1.0 | -
DINT_TO_WORD | EF | X | X | X | - | X | X | X | X | - | - | X | V1.0 | V1.0 | V1.0 | V1.0 | V1.0 | V1.0 | V1.0 | V1.0 | V1.0 | V1.0 | V1.0 | V1.0 | V1.0 | V1.0 | V1.0 | V1.0 | -
DT_TO_ARINT | EF | X | X | X | - | X | X | X | X | - | - | X | - | - | - | - | V1.0 | V1.0 | V1.0 | V1.0 | V1.0 | V1.0 | V1.0 | V1.0 | V1.0 | V1.0 | V1.0 | V1.0 | -
DT_TO_STRING | EF | X | X | X | - | X | X | X | X | - | - | X | V1.0 | V1.0 | V1.0 | V1.1 | V1.1 | V1.1 | V1.1 | V1.1 | V1.1 | V1.1 | V1.1 | V1.1 | V1.1 | V1.1 | V1.1 | V1.1 | X | M340 evolution
DWORD_TO | EF | X | X | X | - | X | X | X | X | - | - | X | V1.0 | V1.0 | V1.0 | V1.0 | V1.0 | V1.0 | V1.0 | V1.0 | V1.0 | V1.0 | V1.0 | V1.0 | V1.0 | V1.0 | V1.0 | V1.0 | -
DWORD_TO_BOOL | EF | X | X | X | - | X | X | X | X | - | - | X | V1.0 | V1.0 | V1.0 | V1.0 | V1.0 | V1.0 | V1.0 | V1.0 | V1.0 | V1.0 | V1.0 | V1.0 | V1.0 | V1.0 | V1.0 | V1.0 | -
DWORD_TO_BYTE | EF | X | X | X | - | X | X | X | X | - | - | X | V1.0 | V1.0 | V1.0 | V1.0 | V1.0 | V1.0 | V1.0 | V1.0 | V1.0 | V1.0 | V1.0 | V1.0 | V1.0 | V1.0 | V1.0 | V1.0 | -
DWORD_TO_DINT | EF | X | X | X | - | X | X | X | X | - | - | X | V1.0 | V1.0 | V1.0 | V1.0 | V1.0 | V1.0 | V1.0 | V1.0 | V1.0 | V1.0 | V1.0 | V1.0 | V1.0 | V1.0 | V1.0 | V1.0 | -
DWORD_TO_INT | EF | X | X | X | - | X | X | X | X | - | - | X | V1.0 | V1.0 | V1.0 | V1.0 | V1.0 | V1.0 | V1.0 | V1.0 | V1.0 | V1.0 | V1.0 | V1.0 | V1.0 | V1.0 | V1.0 | V1.0 | -
DWORD_TO_REAL | EF | X | X | X | - | X | X | X | X | - | - | X | V1.0 | V1.0 | V1.0 | V1.0 | V1.0 | V1.0 | V1.0 | V1.0 | V1.0 | V1.0 | V1.0 | V1.0 | V1.0 | V1.0 | V1.0 | V1.0 | -
DWORD_TO_TIME | EF | X | X | X | - | X | X | X | X | - | - | X | V1.0 | V1.0 | V1.0 | V1.0 | V1.0 | V1.0 | V1.0 | V1.0 | V1.0 | V1.0 | V1.0 | V1.0 | V1.0 | V1.0 | V1.0 | V1.0 | -
DWORD_TO_UDINT | EF | X | X | X | - | X | X | X | X | - | - | X | V1.0 | V1.0 | V1.0 | V1.0 | V1.0 | V1.0 | V1.0 | V1.0 | V1.0 | V1.0 | V1.0 | V1.0 | V1.0 | V1.0 | V1.0 | V1.0 | -
DWORD_TO_UINT | EF | X | X | X | - | X | X | X | X | - | - | X | V1.0 | V1.0 | V1.0 | V1.0 | V1.0 | V1.0 | V1.0 | V1.0 | V1.0 | V1.0 | V1.0 | V1.0 | V1.0 | V1.0 | V1.0 | V1.0 | -
DWORD_TO_WORD | EF | X | X | X | - | X | X | X | X | - | - | X | V1.0 | V1.0 | V1.0 | V1.0 | V1.0 | V1.0 | V1.0 | V1.0 | V1.0 | V1.0 | V1.0 | V1.0 | V1.0 | V1.0 | V1.0 | V1.0 | -
GRAY_TO_INT | EF | X | X | X | - | X | X | X | X | - | - | X | V1.0 | V1.0 | V1.0 | V1.0 | V1.0 | V1.0 | V1.0 | V1.0 | V1.0 | V1.0 | V1.0 | V1.0 | V1.0 | V1.0 | V1.0 | V1.0 | -
INT_AS_DINT | EF | X | X | X | - | X | X | X | X | - | - | X | V1.0 | V1.0 | V1.0 | V1.0 | V1.0 | V1.0 | V1.0 | V1.0 | V1.0 | V1.0 | V1.0 | V1.0 | V1.0 | V1.0 | V1.0 | V1.0 | -
INT_TO | EF | X | X | X | - | X | X | X | X | - | - | X | V1.0 | V1.0 | V1.0 | V1.0 | V1.0 | V1.0 | V1.0 | V1.0 | V1.0 | V1.0 | V1.0 | V1.0 | V1.0 | V1.0 | V1.0 | V1.0 | -
INT_TO_BCD | EF | X | X | X | - | X | X | X | X | - | - | X | V1.0 | V1.0 | V1.0 | V1.0 | V1.0 | V1.0 | V1.0 | V1.0 | V1.0 | V1.0 | V1.0 | V1.0 | V1.0 | V1.0 | V1.0 | V1.0 | -
INT_TO_BOOL | EF | X | X | X | - | X | X | X | X | - | - | X | V1.0 | V1.0 | V1.0 | V1.0 | V1.0 | V1.0 | V1.0 | V1.0 | V1.0 | V1.0 | V1.0 | V1.0 | V1.0 | V1.0 | V1.0 | V1.0 | -
INT_TO_BYTE | EF | X | X | X | - | X | X | X | X | - | - | X | V1.0 | V1.0 | V1.0 | V1.0 | V1.0 | V1.0 | V1.0 | V1.0 | V1.0 | V1.0 | V1.0 | V1.0 | V1.0 | V1.0 | V1.0 | V1.0 | -
INT_TO_DBCD | EF | X | X | X | - | X | X | X | X | - | - | X | V1.0 | V1.0 | V1.0 | V1.0 | V1.0 | V1.0 | V1.0 | V1.0 | V1.0 | V1.0 | V1.0 | V1.0 | V1.0 | V1.0 | V1.0 | V1.0 | -
INT_TO_DINT | EF | X | X | X | - | X | X | X | X | - | - | X | V1.0 | V1.0 | V1.0 | V1.0 | V1.0 | V1.0 | V1.0 | V1.0 | V1.0 | V1.0 | V1.0 | V1.0 | V1.0 | V1.0 | V1.0 | V1.0 | -
INT_TO_DWORD | EF | X | X | X | - | X | X | X | X | - | - | X | V1.0 | V1.0 | V1.0 | V1.0 | V1.0 | V1.0 | V1.0 | V1.0 | V1.0 | V1.0 | V1.0 | V1.0 | V1.0 | V1.0 | V1.0 | V1.0 | -
INT_TO_REAL | EF | X | X | X | - | X | X | X | X | - | - | X | V1.0 | V1.0 | V1.0 | V1.0 | V1.0 | V1.0 | V1.0 | V1.0 | V1.0 | V1.0 | V1.0 | V1.0 | V1.0 | V1.0 | V1.0 | V1.0 | -
INT_TO_STRING | EF | X | X | X | - | X | X | X | X | - | - | X | V1.0 | V1.0 | V1.0 | V1.1 | V1.1 | V1.1 | V1.1 | V1.1 | V1.1 | V1.1 | V1.2 | V1.2 | V1.2 | V1.2 | V1.2 | V1.2 | X | v1.1 M340 evolution
INT_TO_TIME | EF | X | X | X | - | X | X | X | X | - | - | X | V1.0 | V1.0 | V1.0 | V1.0 | V1.0 | V1.0 | V1.0 | V1.0 | V1.0 | V1.0 | V1.0 | V1.0 | V1.0 | V1.0 | V1.0 | V1.0 | -
INT_TO_UDINT | EF | X | X | X | - | X | X | X | X | - | - | X | V1.0 | V1.0 | V1.0 | V1.0 | V1.0 | V1.0 | V1.0 | V1.0 | V1.0 | V1.0 | V1.0 | V1.0 | V1.0 | V1.0 | V1.0 | V1.0 | -
INT_TO_UINT | EF | X | X | X | - | X | X | X | X | - | - | X | V1.0 | V1.0 | V1.0 | V1.0 | V1.0 | V1.0 | V1.0 | V1.0 | V1.0 | V1.0 | V1.0 | V1.0 | V1.0 | V1.0 | V1.0 | V1.0 | -
INT_TO_WORD | EF | X | X | X | - | X | X | X | X | - | - | X | V1.0 | V1.0 | V1.0 | V1.0 | V1.0 | V1.0 | V1.0 | V1.0 | V1.0 | V1.0 | V1.0 | V1.0 | V1.0 | V1.0 | V1.0 | V1.0 | -
RAD_TO_DEG | EF | X | X | X | - | X | X | X | X | - | - | X | V1.0 | V1.0 | V1.0 | V1.0 | V1.0 | V1.0 | V1.0 | V1.0 | V1.0 | V1.0 | V1.0 | V1.0 | V1.0 | V1.0 | V1.0 | V1.0 | -
REAL_AS_WORD | EF_procedure | X | X | X | - | X | X | X | X | - | - | X | V1.0 | V1.0 | V1.0 | V1.0 | V1.0 | V1.0 | V1.0 | V1.0 | V1.0 | V1.0 | V1.0 | V1.0 | V1.0 | V1.0 | V1.0 | V1.0 | -
REAL_TO | EF | X | X | X | - | X | X | X | X | - | - | X | V1.0 | V1.0 | V1.0 | V1.0 | V1.0 | V1.0 | V1.0 | V1.0 | V1.0 | V1.0 | V1.0 | V1.0 | V1.0 | V1.0 | V1.0 | V1.0 | -
REAL_TO_BOOL | EF | X | X | X | - | X | X | X | X | - | - | X | V1.0 | V1.0 | V1.0 | V1.0 | V1.0 | V1.0 | V1.0 | V1.0 | V1.0 | V1.0 | V1.0 | V1.0 | V1.0 | V1.0 | V1.0 | V1.0 | -
REAL_TO_BYTE | EF | X | X | X | - | X | X | X | X | - | - | X | V1.0 | V1.0 | V1.0 | V1.0 | V1.0 | V1.0 | V1.0 | V1.0 | V1.0 | V1.0 | V1.0 | V1.0 | V1.0 | V1.0 | V1.0 | V1.0 | -
REAL_TO_DINT | EF | X | X | X | - | X | X | X | X | - | - | X | V1.0 | V1.0 | V1.0 | V1.0 | V1.0 | V1.0 | V1.0 | V1.0 | V1.0 | V1.0 | V1.0 | V1.0 | V1.0 | V1.0 | V1.0 | V1.0 | -
REAL_TO_DWORD | EF | X | X | X | - | X | X | X | X | - | - | X | V1.0 | V1.0 | V1.0 | V1.0 | V1.0 | V1.0 | V1.0 | V1.0 | V1.0 | V1.0 | V1.0 | V1.0 | V1.0 | V1.0 | V1.0 | V1.0 | -
REAL_TO_INT | EF | X | X | X | - | X | X | X | X | - | - | X | V1.0 | V1.0 | V1.0 | V1.0 | V1.0 | V1.0 | V1.0 | V1.0 | V1.0 | V1.0 | V1.0 | V1.0 | V1.0 | V1.0 | V1.0 | V1.0 | -
REAL_TO_STRING | EF | X | X | X | - | X | X | X | X | - | - | X | V1.0 | V1.0 | V1.0 | V1.0 | V1.0 | V1.0 | V1.0 | V1.0 | V1.0 | V1.0 | V1.0 | V1.0 | V1.0 | V1.0 | V1.0 | V1.0 | -
REAL_TO_TIME | EF | X | X | X | - | X | X | X | X | - | - | X | V1.0 | V1.0 | V1.0 | V1.0 | V1.0 | V1.0 | V1.0 | V1.0 | V1.0 | V1.0 | V1.0 | V1.0 | V1.0 | V1.0 | V1.0 | V1.0 | -
REAL_TO_UDINT | EF | X | X | X | - | X | X | X | X | - | - | X | V1.0 | V1.0 | V1.0 | V1.0 | V1.0 | V1.0 | V1.0 | V1.0 | V1.0 | V1.0 | V1.0 | V1.0 | V1.0 | V1.0 | V1.0 | V1.0 | -
REAL_TO_UINT | EF | X | X | X | - | X | X | X | X | - | - | X | V1.0 | V1.0 | V1.0 | V1.0 | V1.0 | V1.0 | V1.0 | V1.0 | V1.0 | V1.0 | V1.0 | V1.0 | V1.0 | V1.0 | V1.0 | V1.0 | -
REAL_TO_WORD | EF | X | X | X | - | X | X | X | X | - | - | X | V1.0 | V1.0 | V1.0 | V1.0 | V1.0 | V1.0 | V1.0 | V1.0 | V1.0 | V1.0 | V1.0 | V1.0 | V1.0 | V1.0 | V1.0 | V1.0 | -
REAL_TRUNC | EF | X | X | X | - | X | X | X | X | - | - | X | V1.0 | V1.0 | V1.0 | V1.0 | V1.0 | V1.0 | V1.0 | V1.0 | V1.0 | V1.0 | V1.0 | V1.0 | V1.0 | V1.0 | V1.0 | V1.0 | -
REAL_TRUNC_DINT | EF | X | X | X | - | X | X | X | X | - | - | X | V1.0 | V1.0 | V1.0 | V1.0 | V1.0 | V1.0 | V1.0 | V1.0 | V1.0 | V1.0 | V1.0 | V1.0 | V1.0 | V1.0 | V1.0 | V1.0 | -
REAL_TRUNC_INT | EF | X | X | X | - | X | X | X | X | - | - | X | V1.0 | V1.0 | V1.0 | V1.0 | V1.0 | V1.0 | V1.0 | V1.0 | V1.0 | V1.0 | V1.0 | V1.0 | V1.0 | V1.0 | V1.0 | V1.0 | -
REAL_TRUNC_UDINT | EF | X | X | X | - | X | X | X | X | - | - | X | V1.0 | V1.0 | V1.0 | V1.0 | V1.0 | V1.0 | V1.0 | V1.0 | V1.0 | V1.0 | V1.0 | V1.0 | V1.0 | V1.0 | V1.0 | V1.0 | -
REAL_TRUNC_UINT | EF | X | X | X | - | X | X | X | X | - | - | X | V1.0 | V1.0 | V1.0 | V1.0 | V1.0 | V1.0 | V1.0 | V1.0 | V1.0 | V1.0 | V1.0 | V1.0 | V1.0 | V1.0 | V1.0 | V1.0 | -
STRING_TO_ASCII | EF | X | X | X | - | X | X | X | X | - | - | X | - | V1.0 | V1.0 | V1.0 | V1.1 | V1.1 | V1.1 | V1.1 | V1.1 | V1.1 | V1.1 | V1.1 | V1.1 | V1.1 | V1.1 | V1.1 | X | STRING TO ASCII don't give a good result when second caracter is extended ASCII
STRING_TO_ASCII_INV | EF | X | X | X | - | X | X | X | X | - | - | X | - | - | - | V1.0 | V1.0 | V1.0 | V1.0 | V1.0 | V1.0 | V1.0 | V1.0 | V1.0 | V1.0 | V1.0 | V1.0 | V1.0 | -
STRING_TO_DINT | EF | X | X | X | - | X | X | X | X | - | - | X | V1.0 | V1.0 | V1.0 | V1.1 | V1.1 | V1.1 | V1.1 | V1.1 | V1.1 | V1.1 | V1.1 | V1.1 | V1.1 | V1.1 | V1.1 | V1.1 | X | String_to_Int adds a 0 to the result in certain cases / M340 evolution
STRING_TO_INT | EF | X | X | X | - | X | X | X | X | - | - | X | V1.0 | V1.0 | V1.0 | V1.1 | V1.1 | V1.1 | V1.1 | V1.1 | V1.1 | V1.1 | V1.1 | V1.1 | V1.1 | V1.1 | V1.1 | V1.1 | X | String_to_Int adds a 0 to the result in certain cases / M340 evolution
STRING_TO_REAL | EF | X | X | X | - | X | X | X | X | - | - | X | V1.0 | V1.0 | V1.0 | V1.0 | V1.0 | V1.0 | V1.0 | V1.0 | V1.0 | V1.0 | V1.0 | V1.0 | V1.0 | V1.0 | V1.0 | V1.0 | -
TIME_AS_WORD | EF_procedure | X | X | X | - | X | X | X | X | - | - | X | V1.0 | V1.0 | V1.0 | V1.0 | V1.0 | V1.0 | V1.0 | V1.0 | V1.0 | V1.0 | V1.0 | V1.0 | V1.0 | V1.0 | V1.0 | V1.0 | -
TIME_TO | EF | X | X | X | - | X | X | X | X | - | - | X | V1.0 | V1.0 | V1.0 | V1.0 | V1.0 | V1.0 | V1.0 | V1.0 | V1.0 | V1.0 | V1.0 | V1.0 | V1.0 | V1.0 | V1.0 | V1.0 | -
TIME_TO_BOOL | EF | X | X | X | - | X | X | X | X | - | - | X | V1.0 | V1.0 | V1.0 | V1.0 | V1.0 | V1.0 | V1.0 | V1.0 | V1.0 | V1.0 | V1.0 | V1.0 | V1.0 | V1.0 | V1.0 | V1.0 | -
TIME_TO_BYTE | EF | X | X | X | - | X | X | X | X | - | - | X | V1.0 | V1.0 | V1.0 | V1.0 | V1.0 | V1.0 | V1.0 | V1.0 | V1.0 | V1.0 | V1.0 | V1.0 | V1.0 | V1.0 | V1.0 | V1.0 | -
TIME_TO_DINT | EF | X | X | X | - | X | X | X | X | - | - | X | V1.0 | V1.0 | V1.0 | V1.0 | V1.0 | V1.0 | V1.0 | V1.0 | V1.0 | V1.0 | V1.0 | V1.0 | V1.0 | V1.0 | V1.0 | V1.0 | -
TIME_TO_DWORD | EF | X | X | X | - | X | X | X | X | - | - | X | V1.0 | V1.0 | V1.0 | V1.0 | V1.0 | V1.0 | V1.0 | V1.0 | V1.0 | V1.0 | V1.0 | V1.0 | V1.0 | V1.0 | V1.0 | V1.0 | -
TIME_TO_INT | EF | X | X | X | - | X | X | X | X | - | - | X | V1.0 | V1.0 | V1.0 | V1.0 | V1.0 | V1.0 | V1.0 | V1.0 | V1.0 | V1.0 | V1.0 | V1.0 | V1.0 | V1.0 | V1.0 | V1.0 | -
TIME_TO_REAL | EF | X | X | X | - | X | X | X | X | - | - | X | V1.0 | V1.0 | V1.0 | V1.0 | V1.0 | V1.0 | V1.0 | V1.0 | V1.0 | V1.0 | V1.0 | V1.0 | V1.0 | V1.0 | V1.0 | V1.0 | -
TIME_TO_STRING | EF | X | X | X | - | X | X | X | X | - | - | X | V1.0 | V1.0 | V1.0 | V1.0 | V1.0 | V1.0 | V1.0 | V1.0 | V1.0 | V1.0 | V1.0 | V1.0 | V1.1 | V1.1 | V1.1 | V1.1 | X
TIME_TO_UDINT | EF | X | X | X | - | X | X | X | X | - | - | X | V1.0 | V1.0 | V1.0 | V1.0 | V1.0 | V1.0 | V1.0 | V1.0 | V1.0 | V1.0 | V1.0 | V1.0 | V1.0 | V1.0 | V1.0 | V1.0 | -
TIME_TO_UINT | EF | X | X | X | - | X | X | X | X | - | - | X | V1.0 | V1.0 | V1.0 | V1.0 | V1.0 | V1.0 | V1.0 | V1.0 | V1.0 | V1.0 | V1.0 | V1.0 | V1.0 | V1.0 | V1.0 | V1.0 | -
TIME_TO_WORD | EF | X | X | X | - | X | X | X | X | - | - | X | V1.0 | V1.0 | V1.0 | V1.0 | V1.0 | V1.0 | V1.0 | V1.0 | V1.0 | V1.0 | V1.0 | V1.0 | V1.0 | V1.0 | V1.0 | V1.0 | -
TOD_TO_ARINT | EF | X | X | X | - | X | X | X | X | - | - | X | - | - | - | - | V1.0 | V1.0 | V1.0 | V1.0 | V1.0 | V1.0 | V1.0 | V1.0 | V1.0 | V1.0 | V1.0 | V1.0 | -
TOD_TO_STRING | EF | X | X | X | - | X | X | X | X | - | - | X | V1.0 | V1.0 | V1.0 | V1.1 | V1.1 | V1.1 | V1.1 | V1.1 | V1.1 | V1.1 | V1.1 | V1.1 | V1.1 | V1.1 | V1.1 | V1.1 | X | M340 evolution
UDINT_AS_WORD | EF_procedure | X | X | X | - | X | X | X | X | - | - | X | V1.0 | V1.0 | V1.0 | V1.0 | V1.0 | V1.0 | V1.0 | V1.0 | V1.0 | V1.0 | V1.0 | V1.0 | V1.0 | V1.0 | V1.0 | V1.0 | -
UDINT_TO | EF | X | X | X | - | X | X | X | X | - | - | X | V1.0 | V1.0 | V1.0 | V1.0 | V1.0 | V1.0 | V1.0 | V1.0 | V1.0 | V1.0 | V1.0 | V1.0 | V1.0 | V1.0 | V1.0 | V1.0 | -
UDINT_TO_BOOL | EF | X | X | X | - | X | X | X | X | - | - | X | V1.0 | V1.0 | V1.0 | V1.0 | V1.0 | V1.0 | V1.0 | V1.0 | V1.0 | V1.0 | V1.0 | V1.0 | V1.0 | V1.0 | V1.0 | V1.0 | -
UDINT_TO_BYTE | EF | X | X | X | - | X | X | X | X | - | - | X | V1.0 | V1.0 | V1.0 | V1.0 | V1.0 | V1.0 | V1.0 | V1.0 | V1.0 | V1.0 | V1.0 | V1.0 | V1.0 | V1.0 | V1.0 | V1.0 | -
UDINT_TO_DINT | EF | X | X | X | - | X | X | X | X | - | - | X | V1.0 | V1.0 | V1.0 | V1.0 | V1.0 | V1.0 | V1.0 | V1.0 | V1.0 | V1.0 | V1.0 | V1.0 | V1.0 | V1.0 | V1.0 | V1.0 | -
UDINT_TO_DWORD | EF | X | X | X | - | X | X | X | X | - | - | X | V1.0 | V1.0 | V1.0 | V1.0 | V1.0 | V1.0 | V1.0 | V1.0 | V1.0 | V1.0 | V1.0 | V1.0 | V1.0 | V1.0 | V1.0 | V1.0 | -
UDINT_TO_INT | EF | X | X | X | - | X | X | X | X | - | - | X | V1.0 | V1.0 | V1.0 | V1.0 | V1.0 | V1.0 | V1.0 | V1.0 | V1.0 | V1.0 | V1.0 | V1.0 | V1.0 | V1.0 | V1.0 | V1.0 | -
UDINT_TO_REAL | EF | X | X | X | - | X | X | X | X | - | - | X | V1.0 | V1.0 | V1.0 | V1.0 | V1.0 | V1.0 | V1.0 | V1.0 | V1.0 | V1.0 | V1.0 | V1.0 | V1.0 | V1.0 | V1.0 | V1.0 | -
UDINT_TO_TIME | EF | X | X | X | - | X | X | X | X | - | - | X | V1.0 | V1.0 | V1.0 | V1.0 | V1.0 | V1.0 | V1.0 | V1.0 | V1.0 | V1.0 | V1.0 | V1.0 | V1.0 | V1.0 | V1.0 | V1.0 | -
UDINT_TO_UINT | EF | X | X | X | - | X | X | X | X | - | - | X | V1.0 | V1.0 | V1.0 | V1.0 | V1.0 | V1.0 | V1.0 | V1.0 | V1.0 | V1.0 | V1.0 | V1.0 | V1.0 | V1.0 | V1.0 | V1.0 | -
UDINT_TO_WORD | EF | X | X | X | - | X | X | X | X | - | - | X | V1.0 | V1.0 | V1.0 | V1.0 | V1.0 | V1.0 | V1.0 | V1.0 | V1.0 | V1.0 | V1.0 | V1.0 | V1.0 | V1.0 | V1.0 | V1.0 | -
UINT_TO | EF | X | X | X | - | X | X | X | X | - | - | X | V1.0 | V1.0 | V1.0 | V1.0 | V1.0 | V1.0 | V1.0 | V1.0 | V1.0 | V1.0 | V1.0 | V1.0 | V1.0 | V1.0 | V1.0 | V1.0 | -
UINT_TO_BOOL | EF | X | X | X | - | X | X | X | X | - | - | X | V1.0 | V1.0 | V1.0 | V1.0 | V1.0 | V1.0 | V1.0 | V1.0 | V1.0 | V1.0 | V1.0 | V1.0 | V1.0 | V1.0 | V1.0 | V1.0 | -
UINT_TO_BYTE | EF | X | X | X | - | X | X | X | X | - | - | X | V1.0 | V1.0 | V1.0 | V1.0 | V1.0 | V1.0 | V1.0 | V1.0 | V1.0 | V1.0 | V1.0 | V1.0 | V1.0 | V1.0 | V1.0 | V1.0 | -
UINT_TO_DINT | EF | X | X | X | - | X | X | X | X | - | - | X | V1.0 | V1.0 | V1.0 | V1.0 | V1.0 | V1.0 | V1.0 | V1.0 | V1.0 | V1.0 | V1.0 | V1.0 | V1.0 | V1.0 | V1.0 | V1.0 | -
UINT_TO_DWORD | EF | X | X | X | - | X | X | X | X | - | - | X | V1.0 | V1.0 | V1.0 | V1.0 | V1.0 | V1.0 | V1.0 | V1.0 | V1.0 | V1.0 | V1.0 | V1.0 | V1.0 | V1.0 | V1.0 | V1.0 | -
UINT_TO_INT | EF | X | X | X | - | X | X | X | X | - | - | X | V1.0 | V1.0 | V1.0 | V1.0 | V1.0 | V1.0 | V1.0 | V1.0 | V1.0 | V1.0 | V1.0 | V1.0 | V1.0 | V1.0 | V1.0 | V1.0 | -
UINT_TO_REAL | EF | X | X | X | - | X | X | X | X | - | - | X | V1.0 | V1.0 | V1.0 | V1.0 | V1.0 | V1.0 | V1.0 | V1.0 | V1.0 | V1.0 | V1.0 | V1.0 | V1.0 | V1.0 | V1.0 | V1.0 | -
UINT_TO_TIME | EF | X | X | X | - | X | X | X | X | - | - | X | V1.0 | V1.0 | V1.0 | V1.0 | V1.0 | V1.0 | V1.0 | V1.0 | V1.0 | V1.0 | V1.0 | V1.0 | V1.0 | V1.0 | V1.0 | V1.0 | -
UINT_TO_UDINT | EF | X | X | X | - | X | X | X | X | - | - | X | V1.0 | V1.0 | V1.0 | V1.0 | V1.0 | V1.0 | V1.0 | V1.0 | V1.0 | V1.0 | V1.0 | V1.0 | V1.0 | V1.0 | V1.0 | V1.0 | -
UINT_TO_WORD | EF | X | X | X | - | X | X | X | X | - | - | X | V1.0 | V1.0 | V1.0 | V1.0 | V1.0 | V1.0 | V1.0 | V1.0 | V1.0 | V1.0 | V1.0 | V1.0 | V1.0 | V1.0 | V1.0 | V1.0 | -
WORD_AS_BYTE | EF_procedure | X | X | X | - | X | X | X | X | - | - | X | V1.0 | V1.0 | V1.0 | V1.0 | V1.0 | V1.0 | V1.0 | V1.0 | V1.0 | V1.0 | V1.0 | V1.0 | V1.0 | V1.0 | V1.0 | V1.0 | -
WORD_AS_DINT | EF | X | X | X | - | X | X | X | X | - | - | X | V1.0 | V1.0 | V1.0 | V1.0 | V1.0 | V1.0 | V1.0 | V1.0 | V1.0 | V1.0 | V1.0 | V1.0 | V1.0 | V1.0 | V1.0 | V1.0 | -
WORD_AS_REAL | EF | X | X | X | - | X | X | X | X | - | - | X | V1.0 | V1.0 | V1.0 | V1.0 | V1.0 | V1.0 | V1.0 | V1.0 | V1.0 | V1.0 | V1.0 | V1.0 | V1.0 | V1.0 | V1.0 | V1.0 | -
WORD_AS_TIME | EF | X | X | X | - | X | X | X | X | - | - | X | V1.0 | V1.0 | V1.0 | V1.0 | V1.0 | V1.0 | V1.0 | V1.0 | V1.0 | V1.0 | V1.0 | V1.0 | V1.0 | V1.0 | V1.0 | V1.0 | -
WORD_AS_UDINT | EF | X | X | X | - | X | X | X | X | - | - | X | V1.0 | V1.0 | V1.0 | V1.0 | V1.0 | V1.0 | V1.0 | V1.0 | V1.0 | V1.0 | V1.0 | V1.0 | V1.0 | V1.0 | V1.0 | V1.0 | -
WORD_TO | EF | X | X | X | - | X | X | X | X | - | - | X | V1.0 | V1.0 | V1.0 | V1.0 | V1.0 | V1.0 | V1.0 | V1.0 | V1.0 | V1.0 | V1.0 | V1.0 | V1.0 | V1.0 | V1.0 | V1.0 | -
WORD_TO_BIT | EF_procedure | X | X |  | - | X | X | X | X | - | - | X | V1.0 | V1.0 | V1.0 | V1.0 | V1.0 | V1.0 | V1.0 | V1.0 | V1.0 | V1.0 | V1.0 | V1.0 | V1.0 | V1.0 | V1.0 | V1.0 | -
WORD_TO_BOOL | EF | X | X | X | - | X | X | X | X | - | - | X | V1.0 | V1.0 | V1.0 | V1.0 | V1.0 | V1.0 | V1.0 | V1.0 | V1.0 | V1.0 | V1.0 | V1.0 | V1.0 | V1.0 | V1.0 | V1.0 | -
WORD_TO_BYTE | EF | X | X | X | - | X | X | X | X | - | - | X | V1.0 | V1.0 | V1.0 | V1.0 | V1.0 | V1.0 | V1.0 | V1.0 | V1.0 | V1.0 | V1.0 | V1.0 | V1.0 | V1.0 | V1.0 | V1.0 | -
WORD_TO_DINT | EF | X | X | X | - | X | X | X | X | - | - | X | V1.0 | V1.0 | V1.0 | V1.0 | V1.0 | V1.0 | V1.0 | V1.0 | V1.0 | V1.0 | V1.0 | V1.0 | V1.0 | V1.0 | V1.0 | V1.0 | -
WORD_TO_DWORD | EF | X | X | X | - | X | X | X | X | - | - | X | V1.0 | V1.0 | V1.0 | V1.0 | V1.0 | V1.0 | V1.0 | V1.0 | V1.0 | V1.0 | V1.0 | V1.0 | V1.0 | V1.0 | V1.0 | V1.0 | -
WORD_TO_INT | EF | X | X | X | - | X | X | X | X | - | - | X | V1.0 | V1.0 | V1.0 | V1.0 | V1.0 | V1.0 | V1.0 | V1.0 | V1.0 | V1.0 | V1.0 | V1.0 | V1.0 | V1.0 | V1.0 | V1.0 | -
WORD_TO_REAL | EF | X | X | X | - | X | X | X | X | - | - | X | V1.0 | V1.0 | V1.0 | V1.0 | V1.0 | V1.0 | V1.0 | V1.0 | V1.0 | V1.0 | V1.0 | V1.0 | V1.0 | V1.0 | V1.0 | V1.0 | -
WORD_TO_TIME | EF | X | X | X | - | X | X | X | X | - | - | X | V1.0 | V1.0 | V1.0 | V1.0 | V1.0 | V1.0 | V1.0 | V1.0 | V1.0 | V1.0 | V1.0 | V1.0 | V1.0 | V1.0 | V1.0 | V1.0 | -
WORD_TO_UDINT | EF | X | X | X | - | X | X | X | X | - | - | X | V1.0 | V1.0 | V1.0 | V1.0 | V1.0 | V1.0 | V1.0 | V1.0 | V1.0 | V1.0 | V1.0 | V1.0 | V1.0 | V1.0 | V1.0 | V1.0 | -
WORD_TO_UINT | EF | X | X | X | - | X | X | X | X | - | - | X | V1.0 | V1.0 | V1.0 | V1.0 | V1.0 | V1.0 | V1.0 | V1.0 | V1.0 | V1.0 | V1.0 | V1.0 | V1.0 | V1.0 | V1.0 | V1.0 | -
-
LIBRARY->Communication | [7 empty] | - | - | - | - | - | [16 empty] | -
FAMILY->Extended | 41 | [6 empty] | - | - | - | - | - | [16 empty] | -
ADDM | EF | - | - | X | - | X | - | X | - | - | - | - | - | - | - | V1.1 | V1.1 | V1.1 | V1.1 | V1.2 | V1.2 | V1.2 | V1.3 | V1.4 | V1.4 | V1.4 | V1.4 | V1.4 | X | V1.2 : Take into account new CIP address
ADDMX | EF |  | X |  |  | X | - | - | - | - | - | - | - | - | - | - | - | - | - | - | - | V1.0 | V1.1 | V1.1 | V1.1 | V1.1 | V1.1 | V1.1 | X
ADDR | EF | X | - | - | - | - | - | - | - | - | - | - | V1.0 | V1.0 | V1.0 | V1.1 | V1.1 | V1.1 | V1.1 | V1.2 | V1.2 | V1.2 | V1.2 | V1.3 | V1.3 | V1.3 | V1.3 | V1.3 | X | Take into account new CIP address
CANCEL | EF_procedure | X | - | X | - | X | - | X | - | - | - | - | V1.0 | V1.0 | V1.0 | V1.0 | V1.0 | V1.0 | V1.0 | V1.0 | V1.0 | V1.0 | V1.0 | V1.1 | V1.1 | V1.1 | V1.1 | V1.1 | X
CREAD_REG | EFB | - | X | - | - | - | - | - | - | - | - | - | V1.1 | V1.1 | V1.1 | V1.1 | V1.1 | V1.1 | V1.1 | V1.1 | V1.1 | V1.1 | V1.1 | V1.1 | V1.1 | V1.1 | V1.1 | V1.1 | -
CWRITE_REG | EFB | - | X | - | - | - | - | - | - | - | - | - | V1.1 | V1.1 | V1.1 | V1.1 | V1.1 | V1.1 | V1.1 | V1.1 | V1.1 | V1.1 | V1.1 | V1.2 | V1.2 | V1.2 | V1.2 | V1.2 | X
DATA_EXCH | EF_procedure | X | - | X | - | X | - | X | - | - | - | - | V1.0 | V1.0 | V1.0 | V1.0 | V1.0 | V1.0 | V1.0 | V1.0 | V1.0 | V1.0 | V1.1 | V1.2 | V1.2 | V1.2 | V1.2 | V1.2 | X
ETH_PORT_CTRL | EF | - | - | - | - | X | - | X | - | - | - | - | [11 empty] | V1.1 | V1.2 | V1.2 | V1.2 | V1.2 | X
EthPort_Control_MX | EF | - | - | - | - | X | - | - | - | - | - | - | [10 empty] | V1.1 | V1.2 | V1.2 | V1.2 | V1.2 | V1.2 | X
EthPort_Control | EF | - | - | - | - | X | - | X | - | - | - | - | [11 empty] | V1.1 | V1.2 | V1.2 | V1.2 | V1.2 | X
EXCH_QX | EFB |  | X |  |  |  | - | - | - | - | - | - | - | - | - | - | - | - | - | - | - | V1.0 | V1.1 | V1.2 | V1.2 | V1.2 | V1.3 | V1.3 | X
INPUT_BYTE | EF_procedure | X | - | X | - | X | - | X | - | - | - | - | - | V1.0 | V1.0 | V1.0 | V1.0 | V1.0 | V1.0 | V1.0 | V1.0 | V1.0 | V1.1 | V1.2 | V1.2 | V1.2 | V1.2 | V1.2 | X
INPUT_CHAR | EF_procedure | X | - | X | - | X | - | X | - | - | - | - | V1.0 | V1.1 | V1.1 | V1.1 | V1.1 | V1.1 | V1.1 | V1.1 | V1.1 | V1.1 | V1.2 | V1.3 | V1.3 | V1.3 | V1.3 | V1.3 | X | V1.1 : String received can overflow and overwrite next string declared.
INPUT_CHAR_QX | EFB |  | X |  |  | - | - | - | - | - | - | - | - | - | - | - | - | - | - | - | - | V1.0 | V1.1 | V1.2 | V1.2 | V1.2 | V1.2 | V1.2 | X
MBP_MSTR | EFB | - | X | - | - | X | X | - | - | - | - | - | V1.1 | V1.1 | V1.1 | V1.1 | V1.1 | V1.1 | V1.1 | V1.1 | V1.1 | V1.2 | V1.3 | V1.4 | V1.4 | V1.4 | V1.4 | V1.4 | X
MODBUSP_ADDR | EFB | - | X | - | - | - | - | - | - | - | - | - | V1.0 | V1.0 | V1.0 | V1.0 | V1.0 | V1.0 | V1.0 | V1.0 | V1.0 | V1.0 | V1.0 | V1.1 | V1.1 | V1.1 | V1.1 | V1.1 | X
OUT_IN_CHAR | EF_procedure | X | - | - | - | - | - | - | - | - | - | - | V1.0 | V1.1 | V1.1 | V1.1 | V1.2 | V1.2 | V1.2 | V1.2 | V1.2 | V1.2 | V1.2 | V1.3 | V1.3 | V1.3 | V1.3 | V1.3 | X | String received can overflow and overwrite next string declared.
OUT_IN_MBUS | DFB | X | - | - | - | - | - | - | - | - | - | - | - | - | V1.1 | V1.1 | V1.1 | V1.1 | V1.1 | V1.1 | V1.1 | V1.1 | V1.1 | V1.1 | V1.1 | V1.1 | V1.1 | V1.1 | -
PRINT_CHAR | EF_procedure | X | - | X | - | X | - | X | - | - | - | - | V1.0 | V1.0 | V1.0 | V1.1 | V1.1 | V1.1 | V1.1 | V1.1 | V1.1 | V1.1 | V1.2 | V1.3 | V1.3 | V1.3 | V1.3 | V1.3 | X | V1.1 M340 evolution
PRINT_CHAR_QX | EFB |  | X |  |  | - | - | - | - | - | - | - | - | - | - | - | - | - | - | - | - | V1.0 | V1.1 | V1.2 | V1.2 | V1.2 | V1.3 | V1.3 | X
RCV_TLG | EF_procedure | X | - | - | - | - | - | - | - | - | - | - | V1.0 | V1.0 | V1.0 | V1.0 | V1.0 | V1.0 | V1.0 | V1.0 | V1.0 | V1.0 | V1.0 | V1.1 | V1.1 | V1.1 | V1.1 | V1.1 | X
READ_ASYN | EF_procedure | X | - | - | - | - | - | - | - | - | - | - | V1.0 | V1.0 | V1.0 | V1.0 | V1.0 | V1.0 | V1.0 | V1.0 | V1.0 | V1.0 | V1.0 | V1.0 | V1.0 | V1.0 | V1.0 | V1.0 | -
READ_GDATA | EF_procedure | X | - | - | - | - | - | - | - | - | - | - | V1.0 | V1.0 | V1.0 | V1.0 | V1.0 | V1.0 | V1.0 | V1.0 | V1.0 | V1.0 | V1.0 | V1.1 | V1.1 | V1.1 | V1.1 | V1.1 | X
READ_REG | EFB | - | X | - | - | - | - | - | - | - | - | - | V1.1 | V1.1 | V1.1 | V1.1 | V1.1 | V1.1 | V1.1 | V1.1 | V1.1 | V1.1 | V1.1 | V1.1 | V1.1 | V1.1 | V1.1 | V1.1 | -
READ_REG_QX | EFB |  | X |  |  | - | - | - | - | - | - | - | - | - | - | - | - | - | - | - | - | V1.0 | V1.1 | V1.2 | V1.3 | V1.3 | V1.4 | V1.4 | X
READ_SDO | EFB | - | - | - |  | X | - | [17 empty] | V1.0 | V1.0 | V1.1 | V1.1 | X | Efs for CXM (removed from V11)
READ_VAR | EF_procedure | X | - | X | - | X | - | X | - | - | - | - | V1.0 | V1.0 | V1.0 | V1.0 | V1.0 | V1.0 | V1.0 | V1.0 | V1.0 | V1.0 | V1.1 | V1.2 | V1.2 | V1.2 | V1.2 | V1.2 | X | V1.1 => support of ERIO drops V1.2 => add attributs for new PLC platforms as MC80 or M580 Safety (only attributs modification, no functionnal change)
SEND_EMAIL | EF_procedure | - | - | X | - | X | - | X | - | - | - | - | - | - | - | - | - | V1.0 | V1.0 | V1.0 | V1.0 | V1.0 | V1.0 | V1.2 | V1.2 | V1.2 | V1.2 | V1.2 | X
SEND_REQ | EF_procedure | X | - | - | - | - | - | - | - | - | - | - | V1.1 | V1.1 | V1.1 | V1.1 | V1.1 | V1.1 | V1.1 | V1.1 | V1.1 | V1.1 | V1.1 | V1.2 | V1.2 | V1.2 | V1.2 | V1.2 | X
SEND_TLG | EF_procedure | X | - | - | - | - | - | - | - | - | - | - | V1.0 | V1.0 | V1.0 | V1.0 | V1.0 | V1.0 | V1.0 | V1.0 | V1.0 | V1.0 | V1.0 | V1.1 | V1.1 | V1.1 | V1.1 | V1.1 | X
SYMAX_IP_ADDR | EFB | - | X | - | - | - | - | - | - | - | - | - | V1.0 | V1.0 | V1.0 | V1.0 | V1.0 | V1.0 | V1.0 | V1.0 | V1.0 | V1.0 | V1.0 | V1.2 | V1.2 | V1.2 | V1.2 | V1.2 | X
TCP_IP_ADDR | EFB | - | X | - | - | - | - | - | - | - | - | - | V1.0 | V1.0 | V1.0 | V1.0 | V1.0 | V1.0 | V1.0 | V1.0 | V1.0 | V1.0 | V1.0 | V1.1 | V1.1 | V1.1 | V1.1 | V1.1 | X
UNITE_SERVER | EF_procedure | X | - | - | - | - | - | - | - | - | - | - | V1.0 | V1.0 | V1.0 | V1.0 | V1.0 | V1.0 | V1.0 | V1.0 | V1.0 | V1.0 | V1.0 | V1.1 | V1.1 | V1.1 | V1.1 | V1.1 | X
WRITE_ASYN | EF_procedure | X | - | - | - | - | - | - | - | - | - | - | V1.0 | V1.0 | V1.0 | V1.0 | V1.0 | V1.0 | V1.0 | V1.0 | V1.0 | V1.0 | V1.0 | V1.0 | V1.0 | V1.0 | V1.0 | V1.0 | -
WRITE_GDATA | EF_procedure | X | - | - | - | - | - | - | - | - | - | - | V1.0 | V1.0 | V1.0 | V1.0 | V1.0 | V1.0 | V1.0 | V1.0 | V1.0 | V1.0 | V1.0 | V1.1 | V1.1 | V1.1 | V1.1 | V1.1 | X
WRITE_REG | EFB | - | X | - | - | - | - | - | - | - | - | - | V1.1 | V1.1 | V1.1 | V1.1 | V1.1 | V1.1 | V1.1 | V1.1 | V1.1 | V1.1 | V1.1 | V1.2 | V1.2 | V1.2 | V1.2 | V1.2 | X
WRITE_REG_QX | EFB |  | X |  |  | - | - | - | - | - | - | - | - | - | - | - | - | - | - | - | - | V1.1 | V1.2 | V1.3 | V1.3 | V1.3 | V1.4 | V1.4 | X
WRITE_SDO | EFB | - | - | - |  | X | - | [17 empty] | V1.0 | V1.0 | V1.1 | V1.1 | X | Efs for CXM (removed from V11)
WRITE_VAR | EF_procedure | X | - | X | - | X | - | X | - | - | - | - | V1.0 | V1.0 | V1.0 | V1.1 | V1.1 | V1.1 | V1.1 | V1.1 | V1.1 | V1.1 | V1.2 | V1.3 | V1.3 | V1.3 | V1.3 | V1.3 | X | V1.1 = M340 evolution V1.2 = support of ERIO drops V1.3 = add attributs for new PLC platforms as MC80 or M580 Safety (only attributs modification, no functionnal change)
XXMIT | EFB | - | X | - | - | - | X | - | - | - | - | - | - | - | V1.0 | V1.1 | V1.2 | V1.2 | V1.2 | V1.2 | V1.3 | V1.3 | V1.3 | V1.4 | V1.5 | V1.5 | V1.7 | V1.7 | X | V1.2 : XXMIT does not manage RTS correctlyV1.3: XXMIT returns an error code 107 -> correction on timer management in case of overflow
XMIT | EFB | - | - | - | - | - | X | - | - | - | - | - | [10 empty] | V1.0 | V1.1 | V1.2 | V1.2 | V1.3 | V1.3 | X
LIBRARY->CONT_CTL | [7 empty] | - | - | - | - | - | [16 empty] | -
FAMILY->Conditioning | 10 | [6 empty] | - | - | - | - | - | [16 empty] | -
DTIME | EFB | X | X | X | - | X | X | X | - | - | - | - | V1.0 | V1.1 | V1.1 | V1.1 | V1.1 | V1.1 | V1.1 | V1.1 | V1.1 | V1.1 | V1.1 | V1.1 | V1.1 | V1.1 | V1.1 | V1.1 | X | DTIME function block halt PLC when wrong types are connected
INTEGRATOR | EFB | X | X | X | - | X | X | X | - | - | - | - | V1.0 | V1.0 | V1.0 | V1.0 | V1.0 | V1.0 | V1.0 | V1.0 | V1.0 | V1.0 | V1.0 | V1.0 | V1.0 | V1.0 | V1.0 | V1.0 | -
LAG_FILTER | EFB | X | X | X | - | X | X | X | - | - | - | - | V1.0 | V1.0 | V1.0 | V1.0 | V1.0 | V1.0 | V1.0 | V1.0 | V1.0 | V1.0 | V1.0 | V1.0 | V1.0 | V1.0 | V1.0 | V1.0 | -
LDLG | EFB | X | X | X | - | X | X | X | - | - | - | - | V1.0 | V1.0 | V1.0 | V1.0 | V1.0 | V1.0 | V1.0 | V1.0 | V1.0 | V1.0 | V1.0 | V1.0 | V1.0 | V1.0 | V1.0 | V1.0 | -
LEAD | EFB | X | X | X | - | X | X | X | - | - | - | - | V1.0 | V1.0 | V1.0 | V1.0 | V1.0 | V1.0 | V1.0 | V1.0 | V1.0 | V1.0 | V1.0 | V1.0 | V1.0 | V1.0 | V1.0 | V1.0 | -
MFLOW | EFB | X | X | X | - | X | X | X | - | - | - | - | V1.0 | V1.0 | V1.0 | V1.0 | V1.0 | V1.0 | V1.0 | V1.0 | V1.0 | V1.0 | V1.0 | V1.0 | V1.0 | V1.0 | V1.0 | V1.0 | -
QDTIME | EFB | X | X | X | - | X | X | X | - | - | - | - | V1.0 | V1.0 | V1.0 | V1.0 | V1.0 | V1.0 | V1.0 | V1.0 | V1.0 | V1.0 | V1.0 | V1.0 | V1.0 | V1.0 | V1.0 | V1.0 | -
SCALING | EFB | X | X | X | - | X | X | X | - | - | - | - | V1.0 | V1.0 | V1.0 | V1.0 | V1.0 | V1.0 | V1.0 | V1.0 | V1.0 | V1.0 | V1.0 | V1.0 | V1.0 | V1.0 | V1.0 | V1.0 | -
TOTALIZER | EFB | X | X | X | - | X | X | X | - | - | - | - | V1.0 | V1.0 | V1.1 | V1.1 | V1.1 | V1.1 | V1.1 | V1.1 | V1.1 | V1.1 | V1.1 | V1.1 | V1.1 | V1.1 | V1.1 | V1.1 | X | Done bit (bool) is not set when the THLD is reached
VEL_LIM | EFB | X | X | X | - | X | X | X | - | - | - | - | V1.0 | V1.0 | V1.0 | V1.0 | V1.0 | V1.0 | V1.0 | V1.0 | V1.0 | V1.0 | V1.0 | V1.0 | V1.0 | V1.0 | V1.0 | V1.0 | -
FAMILY->Controller | 7 | [6 empty] | - | - | - | - | - | [16 empty] | -
AUTOTUNE | EFB | X | X | X | - | X | X | X | - | - | - | - | V1.0 | V1.0 | V1.0 | V1.2 | V1.2 | V1.2 | V1.2 | V1.2 | V1.2 | V1.2 | V1.2 | V1.2 | V1.2 | V1.2 | V1.2 | V1.2 | X | M340 evolution
IMC | EFB | X | X | X | - | X | X | X | - | - | - | - | V1.0 | V1.0 | V1.0 | V1.1 | V1.1 | V1.1 | V1.1 | V1.1 | V1.1 | V1.1 | V1.1 | V1.1 | V1.1 | V1.1 | V1.1 | V1.1 | X | Wrong behaviour using the RCPY input
PI_B | EFB | X | X | X | - | X | X | X | - | - | - | - | V1.1 | V1.1 | V1.1 | V1.2 | V1.2 | V1.2 | V1.2 | V1.2 | V1.2 | V1.2 | V1.2 | V1.2 | V1.2 | V1.2 | V1.2 | V1.2 | X | IN/OUT Pin of one PIDFF doesn't move if %MF is assigned at right
PIDFF | EFB | X | X | X | - | X | X | X | - | - | - | - | V1.0 | V1.0 | V1.0 | V1.2 | V1.2 | V1.2 | V1.2 | V1.2 | V1.2 | V1.2 | V1.2 | V1.2 | V1.2 | V1.2 | V1.2 | V1.2 | X | IN/OUT Pin of one PIDFF doesn't move if %MF is assigned at right
SAMPLETM | EFB | X | X | X | - | X | X | X | - | - | - | - | V1.2 | V1.2 | V1.2 | V1.2 | V1.2 | V1.2 | V1.2 | V1.2 | V1.2 | V1.2 | V1.2 | V1.2 | V1.2 | V1.2 | V1.2 | V1.2 | -
STEP2 | EFB | X | X | X | - | X | X | X | - | - | - | - | V1.0 | V1.0 | V1.0 | V1.0 | V1.0 | V1.0 | V1.0 | V1.0 | V1.0 | V1.0 | V1.0 | V1.0 | V1.0 | V1.0 | V1.0 | V1.0 | -
STEP3 | EFB | X | X | X | - | X | X | X | - | - | - | - | V1.0 | V1.0 | V1.0 | V1.0 | V1.0 | V1.0 | V1.0 | V1.0 | V1.0 | V1.0 | V1.0 | V1.0 | V1.0 | V1.0 | V1.0 | V1.0 | -
FAMILY->Mathematics | 6 | [6 empty] | - | - | - | - | - | [16 empty] | -
COMP_DB | EF_procedure | X | X | X | - | X | X | X | - | - | - | - | V1.0 | V1.0 | V1.1 | V1.1 | - | - | - | - | - | - | - | - | - | - | - | - | X | Hysteresis does not run. Interface modification.
COMP_DB_DFB | DFB | X | X | X | - | X | X | X | - | - | - | - | - | - | - | - | V1.0 | V1.0 | V1.0 | V1.0 | V1.0 | V1.0 | V1.0 | V1.0 | V1.0 | V1.0 | V1.0 | V1.0 | - | Replaced COMP_DB EF
COMP_DB | EFB | X | X | X | - | X | X | X | - | - | - | - | - | - | - | - | V1.2 | V1.2 | V1.2 | V1.2 | V1.2 | V1.2 | V1.2 | V1.2 | V1.2 | V1.2 | V1.2 | V1.2 | X | Hysteresis does not run. Interface modification.
K_SQRT | EF | X | X | X | - | X | X | X | - | - | - | - | V1.0 | V1.0 | V1.0 | V1.0 | V1.0 | V1.0 | V1.0 | V1.0 | V1.0 | V1.0 | V1.0 | V1.0 | V1.0 | V1.0 | V1.0 | V1.0 | -
MULDIV_W | EF | X | X | X | - | X | X | X | - | - | - | - | V1.0 | V1.0 | V1.0 | V1.0 | V1.0 | V1.0 | V1.0 | V1.0 | V1.0 | V1.0 | V1.0 | V1.0 | V1.0 | V1.0 | V1.0 | V1.0 | -
SUM_W | EF | X | X | X | - | X | X | X | - | - | - | - | V1.0 | V1.0 | V1.0 | V1.0 | V1.0 | V1.0 | V1.0 | V1.0 | V1.0 | V1.0 | V1.0 | V1.0 | V1.0 | V1.0 | V1.0 | V1.0 | -
FAMILY->Measurement | 16 | [6 empty] | - | - | - | - | - | [16 empty] | -
AVGMV | EFB | X | X | X | - | X | X | X | - | - | - | - | V1.0 | V1.0 | V1.0 | V1.0 | V1.1 | V1.1 | V1.1 | V1.1 | V1.1 | V1.1 | V1.1 | V1.1 | V1.1 | V1.1 | V1.1 | V1.1 | X | Bad functionning of AVGMW after modifying N input
AVGMV_K | EFB | X | X | X | - | X | X | X | - | - | - | - | V1.0 | V1.0 | V1.0 | V1.0 | V1.0 | V1.0 | V1.0 | V1.0 | V1.0 | V1.0 | V1.0 | V1.0 | V1.0 | V1.0 | V1.0 | V1.0 | -
DEAD_ZONE | EF | X | X | X | - | X | X | X | - | - | - | - | V1.0 | V1.0 | V1.0 | V1.0 | V1.0 | V1.0 | V1.0 | V1.0 | V1.0 | V1.0 | V1.0 | V1.0 | V1.0 | V1.0 | V1.0 | V1.0 | -
DEAD_ZONE_REAL | EF | X | X | X | - | X | X | X | - | - | - | - | V1.0 | V1.0 | V1.0 | V1.0 | V1.0 | V1.0 | V1.0 | V1.0 | V1.0 | V1.0 | V1.0 | V1.0 | V1.0 | V1.0 | V1.0 | V1.0 | -
HYST_DINT | EFB | X | X | X | - | X | X | X | - | - | - | - | V1.0 | V1.0 | V1.0 | V1.0 | V1.0 | V1.0 | V1.0 | V1.0 | V1.0 | V1.0 | V1.0 | V1.0 | V1.0 | V1.0 | V1.0 | V1.0 | -
HYST_INT | EFB | X | X | X | - | X | X | X | - | - | - | - | V1.0 | V1.0 | V1.0 | V1.0 | V1.0 | V1.0 | V1.0 | V1.0 | V1.0 | V1.0 | V1.0 | V1.0 | V1.0 | V1.0 | V1.0 | V1.0 | -
HYST_REAL | EFB | X | X | X | - | X | X | X | - | - | - | - | V1.0 | V1.0 | V1.0 | V1.0 | V1.0 | V1.0 | V1.0 | V1.0 | V1.0 | V1.0 | V1.0 | V1.0 | V1.0 | V1.0 | V1.0 | V1.0 | -
HYST_UDINT | EFB | X | X | X | - | X | X | X | - | - | - | - | V1.0 | V1.0 | V1.0 | V1.0 | V1.0 | V1.0 | V1.0 | V1.0 | V1.0 | V1.0 | V1.0 | V1.0 | V1.0 | V1.0 | V1.0 | V1.0 | -
HYST_UINT | EFB | X | X | X | - | X | X | X | - | - | - | - | V1.0 | V1.0 | V1.0 | V1.0 | V1.0 | V1.0 | V1.0 | V1.0 | V1.0 | V1.0 | V1.0 | V1.0 | V1.0 | V1.0 | V1.0 | V1.0 | -
INDLIM_DINT | EFB | X | X | X | - | X | X | X | - | - | - | - | V1.0 | V1.0 | V1.0 | V1.0 | V1.0 | V1.0 | V1.0 | V1.0 | V1.0 | V1.0 | V1.0 | V1.0 | V1.0 | V1.0 | V1.0 | V1.0 | -
INDLIM_INT | EFB | X | X | X | - | X | X | X | - | - | - | - | V1.0 | V1.0 | V1.0 | V1.0 | V1.0 | V1.0 | V1.0 | V1.0 | V1.0 | V1.0 | V1.0 | V1.0 | V1.0 | V1.0 | V1.0 | V1.0 | -
INDLIM_REAL | EFB | X | X | X | - | X | X | X | - | - | - | - | V1.0 | V1.0 | V1.0 | V1.0 | V1.0 | V1.0 | V1.0 | V1.0 | V1.0 | V1.0 | V1.0 | V1.0 | V1.0 | V1.0 | V1.0 | V1.0 | -
INDLIM_UDINT | EFB | X | X | X | - | X | X | X | - | - | - | - | V1.0 | V1.0 | V1.0 | V1.0 | V1.0 | V1.0 | V1.0 | V1.0 | V1.0 | V1.0 | V1.0 | V1.0 | V1.0 | V1.0 | V1.0 | V1.0 | -
INDLIM_UINT | EFB | X | X | X | - | X | X | X | - | - | - | - | V1.0 | V1.0 | V1.0 | V1.0 | V1.0 | V1.0 | V1.0 | V1.0 | V1.0 | V1.0 | V1.0 | V1.0 | V1.0 | V1.0 | V1.0 | V1.0 | -
LOOKUP_TABLE1 | EF_procedure | X | X | X | - | X | X | X | - | - | - | - | V1.0 | V1.0 | V1.0 | V1.0 | V1.0 | V1.0 | V1.0 | V1.0 | V1.0 | V1.0 | V1.0 | V1.0 | V1.2 | V1.2 | V1.2 | V1.2 | X
SAH | EFB | X | X | X | - | X | X | X | - | - | - | - | V1.0 | V1.0 | V1.0 | V1.0 | V1.0 | V1.0 | V1.0 | V1.0 | V1.0 | V1.0 | V1.0 | V1.0 | V1.0 | V1.0 | V1.0 | V1.0 | -
FAMILY->Output_Processing | 5 | [6 empty] | - | - | - | - | - | [16 empty] | -
MS | EFB | X | X | X | - | X | X | X | - | - | - | - | V1.0 | V1.0 | V1.0 | V1.0 | V1.0 | V1.0 | V1.0 | V1.0 | V1.0 | V1.0 | V1.0 | V1.0 | V1.0 | V1.0 | V1.0 | V1.0 | -
MS_DB | EFB | X | X | X | - | X | X | X | - | - | - | - | V1.0 | V1.0 | V1.0 | V1.0 | V1.0 | V1.0 | V1.0 | V1.0 | V1.0 | V1.0 | V1.0 | V1.0 | V1.0 | V1.0 | V1.0 | V1.0 | -
PWM1 | EFB | X | X | X | - | X | X | X | - | - | - | - | V1.0 | V1.0 | V1.0 | V1.0 | V1.0 | V1.1 | V1.1 | V1.1 | V1.1 | V1.1 | V1.1 | V1.1 | V1.1 | V1.1 | V1.1 | V1.1 | X | V1.1 fix : Output of PWM is set to 1 every T_period even if the input IN equal 0.
SERVO | EFB | X | X | X | - | X | X | X | - | - | - | - | V1.0 | V1.0 | V1.0 | V1.0 | V1.0 | V1.0 | V1.0 | V1.0 | V1.0 | V1.0 | V1.0 | V1.0 | V1.0 | V1.0 | V1.0 | V1.0 | -
SPLRG | EFB | X | X | X | - | X | X | X | - | - | - | - | V1.0 | V1.0 | V1.0 | V1.0 | V1.0 | V1.0 | V1.0 | V1.0 | V1.0 | V1.0 | V1.0 | V1.0 | V1.0 | V1.0 | V1.0 | V1.0 | -
FAMILY->Setpoint_Management | 3 | [6 empty] | - | - | - | - | - | [16 empty] | -
RAMP | EFB | X | X | X | - | X | X | X | - | - | - | - | V1.0 | V1.0 | V1.0 | V1.0 | V1.0 | V1.0 | V1.0 | V1.0 | V1.0 | V1.1 | V1.1 | V1.1 | V1.1 | V1.1 | V1.1 | V1.1 | X
RATIO | EFB | X | X | X | - | X | X | X | - | - | - | - | V1.0 | V1.0 | V1.0 | V1.0 | V1.0 | V1.0 | V1.0 | V1.0 | V1.0 | V1.0 | V1.0 | V1.0 | V1.0 | V1.0 | V1.0 | V1.0 | -
SP_SEL | EFB | X | X | X | - | X | X | X | - | - | - | - | V1.0 | V1.0 | V1.0 | V1.1 | V1.1 | V1.1 | V1.1 | V1.1 | V1.1 | V1.1 | V1.1 | V1.1 | V1.1 | V1.1 | V1.1 | V1.1 | X | M340 evolution
-
LIBRARY->Diagnostics | [7 empty] | - | - | - | - | - | [16 empty] | -
FAMILY->Diagnostics | 21 | [6 empty] | - | - | - | - | - | [16 empty] | -
ALRM_DIA | DFB | X | X | X | - | X | X | X | - | - | - | - | V1.0 | V1.0 | V1.0 | V1.0 | V1.0 | V1.0 | V1.0 | V1.0 | V1.0 | V1.0 | V1.0 | V1.0 | V1.0 | V1.0 | V1.0 | V1.0 | -
ASI_DIA | DFB | X | X | X | - | X | - | - | - | - | - | - | - | - | - | - | - | V1.07 | V1.8 | V1.8 | V1.8 | V1.8 | V1.8 | V1.8 | V1.8 | V1.08 | V1.08 | V1.08 | X
D_ACT | EFB | X | X | X | - | X | X | X | - | - | - | - | V1.0 | V1.0 | V1.0 | V1.0 | V1.0 | V1.0 | V1.0 | V1.0 | V1.0 | V1.0 | V1.0 | V1.0 | V1.0 | V1.0 | V1.0 | V1.0 | -
D_DYN | EFB | X | X | X | - | X | X | X | - | - | - | - | V1.0 | V1.0 | V1.0 | V1.0 | V1.0 | V1.0 | V1.0 | V1.0 | V1.0 | V1.0 | V1.0 | V1.0 | V1.0 | V1.0 | V1.0 | V1.0 | -
D_GRP | EFB | X | X | X | - | X | X | X | - | - | - | - | V1.0 | V1.0 | V1.0 | V1.0 | V1.0 | V1.0 | V1.0 | V1.0 | V1.0 | V1.0 | V1.0 | V1.0 | V1.0 | V1.0 | V1.0 | V1.0 | -
D_LOCK | EFB | X | X | X | - | X | X | X | - | - | - | - | V1.0 | V1.0 | V1.0 | V1.0 | V1.0 | V1.0 | V1.0 | V1.0 | V1.0 | V1.0 | V1.0 | V1.0 | V1.0 | V1.0 | V1.0 | V1.0 | -
D_PRE | EFB | X | X | X | - | X | X | X | - | - | - | - | V1.0 | V1.0 | V1.0 | V1.0 | V1.0 | V1.0 | V1.0 | V1.0 | V1.0 | V1.0 | V1.0 | V1.0 | V1.0 | V1.0 | V1.0 | V1.0 | -
D_REA | EFB | X | X | X | - | X | X | X | - | - | - | - | V1.0 | V1.0 | V1.0 | V1.0 | V1.0 | V1.0 | V1.0 | V1.0 | V1.0 | V1.0 | V1.0 | V1.0 | V1.0 | V1.0 | V1.0 | V1.0 | -
DEREG | EF | X | X | X | - | X | X | X | - | - | - | - | V1.0 | V1.0 | V1.0 | V1.0 | V1.0 | V1.0 | V1.0 | V1.0 | V1.0 | V1.0 | V1.0 | V1.0 | V1.0 | V1.0 | V1.0 | V1.0 | -
EV_DIA | DFB | X | X | X | - | X | X | X | - | - | - | - | V1.0 | V1.0 | V1.0 | V1.0 | V1.0 | V1.0 | V1.0 | V1.0 | V1.0 | V1.0 | V1.0 | V1.0 | V1.0 | V1.0 | V1.0 | V1.0 | -
MV_DIA | DFB | X | X | X | - | X | X | X | - | - | - | - | V1.0 | V1.0 | V1.0 | V1.0 | V1.0 | V1.0 | V1.0 | V1.0 | V1.0 | V1.0 | V1.0 | V1.0 | V1.0 | V1.0 | V1.0 | V1.0 | -
NEPO_DIA | DFB | X | X | X | - | X | X | X | - | - | - | - | V1.0 | V1.0 | V1.0 | V1.0 | V1.0 | V1.0 | V1.0 | V1.0 | V1.0 | V1.0 | V1.0 | V1.0 | V1.0 | V1.0 | V1.0 | V1.0 | -
ONLEVT | EF_procedure | X | X | X | - | X | X | X | - | - | - | - | V1.0 | V1.0 | V1.0 | V1.0 | V1.0 | V1.0 | V1.0 | V1.0 | V1.0 | V1.0 | V1.0 | V1.0 | V1.0 | V1.0 | V1.0 | V1.0 | -
REGDFB | EF_procedure | X | X | X | - | X | X | X | - | - | - | - | V1.0 | V1.0 | V1.0 | V1.0 | V1.0 | V1.0 | V1.0 | V1.0 | V1.0 | V1.0 | V1.0 | V1.0 | V1.0 | V1.0 | V1.0 | V1.0 | -
REGEXT | EF_procedure | X | X | X | - | X | X | X | - | - | - | - | V1.0 | V1.0 | V1.1 | V1.1 | V1.1 | V1.1 | V1.1 | V1.1 | V1.1 | V1.1 | V1.1 | V1.1 | V1.2 | V1.2 | V1.2 | V1.2 | X
REGIO | EF_procedure | X | X | X | - | X | X | X | - | - | - | - | - | - | - | - | - | V1.0 | V1.0 | V1.0 | V1.0 | V1.0 | V1.0 | V1.0 | V1.0 | V1.0 | V1.0 | V1.0 | -
SAFETY_MONITOR | DFB | X | X | X | - | X | X | X | - | - | - | - | V1.0 | V1.0 | V1.0 | V1.0 | V1.0 | V1.0 | V1.0 | V1.0 | V1.0 | V1.0 | V1.0 | V1.0 | V1.0 | V1.0 | V1.0 | V1.0 | -
SAFETY_MONITOR_V2 | DFB | X | X | X | - | X | X | X | - | - | - | - | - | - | - | - | - | V1.38 | V1.38 | V1.38 | V1.39 | V1.39 | V1.39 | V1.39 | V1.39 | V1.39 | V1.39 | V1.39 | X
TEPO_DIA | DFB | X | X | X | - | X | X | X | - | - | - | - | V1.0 | V1.0 | V1.0 | V1.0 | V1.0 | V1.0 | V1.0 | V1.0 | V1.0 | V1.0 | V1.0 | V1.0 | V1.0 | V1.0 | V1.0 | V1.0 | -
UREGDFB | EF_procedure | X | X | X | - | X | X | X | - | - | - | - | V1.0 | V1.0 | V1.0 | V1.0 | V1.0 | V1.0 | V1.0 | V1.0 | V1.0 | V1.0 | V1.0 | V1.0 | V1.0 | V1.0 | V1.0 | V1.0 | -
USER_DIAG_ST_MODEL | DFB | X | X | X | - | X | X | X | - | - | - | - | V1.0 | V1.0 | V1.0 | V1.0 | V1.0 | V1.0 | V1.0 | V1.0 | V1.0 | V1.0 | V1.0 | V1.0 | V1.0 | V1.0 | V1.0 | V1.0 | -
-
LIBRARY->I/O_Management | [7 empty] | - | - | - | - | - | [16 empty] | -
FAMILY->Analog_I/O_Configuration | 4 | [6 empty] | - | - | - | - | - | [16 empty] | -
I_FILTER | EF | - | X | - | - | X | - | - | - | - | - | - | V1.0 | V1.0 | V1.0 | V1.0 | V1.0 | V1.0 | V1.0 | V1.0 | V1.0 | V1.0 | V1.0 | V1.0 | V1.0 | V1.0 | V1.0 | V1.0 | -
I_SET | EFB | - | X | - | - | X | - | - | - | - | - | - | V1.0 | V1.0 | V1.0 | V1.0 | V1.0 | V1.0 | V1.0 | V1.0 | V1.0 | V1.0 | V1.0 | V1.0 | V1.0 | V1.0 | V1.0 | V1.0 | -
O_FILTER | EF | - | X | - | - | X | - | - | - | - | - | - | V1.0 | V1.0 | V1.0 | V1.0 | V1.0 | V1.0 | V1.0 | V1.0 | V1.0 | V1.0 | V1.0 | V1.0 | V1.0 | V1.0 | V1.0 | V1.0 | -
O_SET | EFB | - | X | - | - | X | - | - | - | - | - | - | V1.0 | V1.0 | V1.0 | V1.1 | V1.1 | V1.1 | V1.1 | V1.1 | V1.1 | V1.1 | V1.1 | V1.1 | V1.1 | V1.1 | V1.1 | V1.1 | X | M340 evolution
FAMILY->Analog_I/O_Scaling | 15 | [6 empty] | - | - | - | - | - | [16 empty] | -
I_NORM | EF | - | X | - | - | X | - | - | - | - | - | - | V1.0 | V1.0 | V1.0 | V1.0 | V1.0 | V1.1 | V1.1 | V1.1 | V1.1 | V1.1 | V1.1 | V1.1 | V1.1 | V1.1 | V1.1 | V1.1 | X | ENO output does not detect a fault condition (broken wire) for channels 9-16
I_NORM_WARN | EFB | - | X | - | - | X | - | - | - | - | - | - | V1.0 | V1.0 | V1.0 | V1.0 | V1.0 | V1.1 | V1.1 | V1.1 | V1.1 | V1.1 | V1.1 | V1.1 | V1.1 | V1.1 | V1.1 | V1.1 | X | ENO output does not detect a fault condition (broken wire) for channels 9-16
I_PHYS | EF | - | X | - | - | X | - | - | - | - | - | - | V1.0 | V1.0 | V1.0 | V1.0 | V1.0 | V1.1 | V1.1 | V1.1 | V1.1 | V1.1 | V1.1 | V1.1 | V1.1 | V1.1 | V1.1 | V1.1 | X | ENO output does not detect a fault condition (broken wire) for channels 9-16
I_PHYS_WARN | EFB | - | X | - | - | X | - | - | - | - | - | - | V1.0 | V1.0 | V1.0 | V1.0 | V1.0 | V1.1 | V1.1 | V1.1 | V1.1 | V1.1 | V1.1 | V1.1 | V1.1 | V1.1 | V1.1 | V1.1 | X | ENO output does not detect a fault condition (broken wire) for channels 9-16
I_RAW | EF | - | X | - | - | X | - | - | - | - | - | - | V1.0 | V1.0 | V1.0 | V1.0 | V1.0 | V1.1 | V1.1 | V1.1 | V1.1 | V1.1 | V1.1 | V1.1 | V1.1 | V1.3 | V1.3 | V1.3 | X | ENO output does not detect a fault condition (broken wire) for channels 9-16
I_RAWSIM | EF_procedure | - | X | - | - | X | - | - | - | - | - | - | - | V1.0 | V1.0 | V1.0 | V1.0 | V1.0 | V1.0 | V1.0 | V1.0 | V1.0 | V1.0 | V1.0 | V1.0 | V1.0 | V1.0 | V1.0 | -
I_SCALE | EF | - | X | - | - | X | - | - | - | - | - | - | V1.0 | V1.0 | V1.0 | V1.0 | V1.0 | V1.1 | V1.1 | V1.1 | V1.1 | V1.1 | V1.1 | V1.1 | V1.1 | V1.1 | V1.1 | V1.1 | X | ENO output does not detect a fault condition (broken wire) for channels 9-16
I_SCALE_WARN | EFB | - | X | - | - | X | - | - | - | - | - | - | V1.0 | V1.0 | V1.0 | V1.0 | V1.0 | V1.1 | V1.1 | V1.1 | V1.1 | V1.1 | V1.1 | V1.1 | V1.1 | V1.1 | V1.1 | V1.1 | X | ENO output does not detect a fault condition (broken wire) for channels 9-16
O_NORM | EF_procedure | - | X | - | - | X | - | - | - | - | - | - | V1.0 | V1.0 | V1.0 | V1.0 | V1.0 | V1.0 | V1.0 | V1.0 | V1.0 | V1.0 | V1.0 | V1.0 | V1.0 | V1.0 | V1.0 | V1.0 | -
O_NORM_WARN | EFB | - | X | - | - | X | - | - | - | - | - | - | V1.0 | V1.0 | V1.0 | V1.0 | V1.0 | V1.0 | V1.0 | V1.0 | V1.0 | V1.0 | V1.0 | V1.0 | V1.0 | V1.0 | V1.0 | V1.0 | -
O_PHYS | EF_procedure | - | X | - | - | X | - | - | - | - | - | - | V1.0 | V1.0 | V1.0 | V1.0 | V1.0 | V1.0 | V1.0 | V1.0 | V1.0 | V1.0 | V1.0 | V1.0 | V1.0 | V1.0 | V1.0 | V1.0 | -
O_PHYS_WARN | EFB | - | X | - | - | X | - | - | - | - | - | - | V1.0 | V1.0 | V1.0 | V1.0 | V1.0 | V1.0 | V1.0 | V1.0 | V1.0 | V1.0 | V1.0 | V1.0 | V1.0 | V1.0 | V1.0 | V1.0 | -
O_RAW | EF_procedure | - | X | - | - | X | - | - | - | - | - | - | V1.0 | V1.0 | V1.0 | V1.0 | V1.0 | V1.0 | V1.0 | V1.0 | V1.0 | V1.0 | V1.0 | V1.0 | V1.0 | V1.0 | V1.0 | V1.0 | -
O_SCALE | EF_procedure | - | X | - | - | X | - | - | - | - | - | - | V1.0 | V1.0 | V1.0 | V1.0 | V1.0 | V1.0 | V1.0 | V1.0 | V1.0 | V1.0 | V1.0 | V1.0 | V1.0 | V1.0 | V1.0 | V1.0 | -
O_SCALE_WARN | EFB | - | X | - | - | X | - | - | - | - | - | - | V1.0 | V1.0 | V1.0 | V1.0 | V1.0 | V1.0 | V1.0 | V1.0 | V1.0 | V1.0 | V1.0 | V1.0 | V1.0 | V1.0 | V1.0 | V1.0 | -
FAMILY->Explicit_Exchange | 15 | [6 empty] | - | - | - | - | - | [16 empty] | -
READ_PARAM | EF_procedure | X | - | X | - | X | - | - | - | - | - | - | V1.0 | V1.0 | V1.0 | V1.0 | V1.0 | V1.0 | V1.0 | V1.0 | V1.0 | V1.0 | V1.0 | V1.0 | V1.0 | V1.0 | V1.0 | V1.0 | -
READ_PARAM_MX | EFB | - | - | - | - | X | - | - | - | - | - | - | [10 empty] | V1.0 | V1.0 | V1.0 | V1.0 | V1.0 | V1.0
READ_STS | EF_procedure | X | - | X | - | X | - | - | - | - | - | - | V1.0 | V1.0 | V1.0 | V1.0 | V1.0 | V1.0 | V1.0 | V1.0 | V1.0 | V1.0 | V1.0 | V1.0 | V1.0 | V1.0 | V1.0 | V1.0 | -
READ_STS_MX | EFB | - | - | - | - | X | - | - | - | - | - | - | [10 empty] | V1.0 | V1.0 | V1.0 | V1.0 | V1.0 | V1.0
READ_STS_QX | EFB |  | X |  |  | - | - | - | - | - | - | - | - | - | - | - | - | - | - | - | - | V1.1 | V1.2 | V1.2 | V1.2 | V1.2 | V1.3 | V1.3 | X
READ_TOPO_ADDR | EF | X | - | X | - | X | - | - | - | - | - | - | V1.0 | V1.0 | V1.0 | V1.0 | V1.0 | V1.0 | V1.0 | V1.0 | V1.0 | V1.0 | V1.0 | V1.0 | V1.0 | V1.0 | V1.0 | V1.0 | -
RESTORE_PARAM | EF_procedure | X | - | X | - | X | - | - | - | - | - | - | V1.0 | V1.0 | V1.0 | V1.0 | V1.0 | V1.0 | V1.0 | V1.0 | V1.0 | V1.0 | V1.0 | V1.0 | V1.0 | V1.0 | V1.0 | V1.0 | -
RESTORE_PARAM_MX | EFB | - | - | - | - | X | - | - | - | - | - | - | [10 empty] | V1.0 | V1.0 | V1.0 | V1.0 | V1.0 | V1.0
SAVE_PARAM | EF_procedure | X | - | X | - | X | - | - | - | - | - | - | V1.0 | V1.0 | V1.0 | V1.0 | V1.0 | V1.0 | V1.0 | V1.0 | V1.0 | V1.0 | V1.0 | V1.0 | V1.0 | V1.0 | V1.0 | V1.0 | -
SAVE_PARAM_MX | EFB | - | - | - | - | X | - | - | - | - | - | - | [10 empty] | V1.0 | V1.0 | V1.0 | V1.0 | V1.0 | V1.0
TRF_RECIPE | EF_procedure | X | - | - | - | - | - | - | - | - | - | - | V1.0 | V1.0 | V1.0 | V1.0 | V1.0 | V1.0 | V1.0 | V1.0 | V1.0 | V1.0 | V1.0 | V1.0 | V1.0 | V1.0 | V1.0 | V1.0 | -
WRITE_CMD | EF_procedure | X | - | X | - | X | - | - | - | - | - | - | V1.0 | V1.0 | V1.0 | V1.0 | V1.0 | V1.0 | V1.0 | V1.0 | V1.0 | V1.0 | V1.0 | V1.0 | V1.0 | V1.0 | V1.0 | V1.0 | -
WRITE_CMD_MX | EFB | - | - | - | - | X | - | - | - | - | - | - | [10 empty] | V1.0 | V1.0 | V1.0 | V1.0 | V1.0 | V1.0
WRITE_CMD_QX | EFB |  | X |  |  | - | - | - | - | - | - | - | - | - | - | - | - | - | - | - | - | V1.1 | V1.2 | V1.2 | V1.2 | V1.2 | V1.3 | V1.3 | X
WRITE_PARAM | EF_procedure | X | - | X | - | X | - | - | - | - | - | - | V1.0 | V1.0 | V1.0 | V1.0 | V1.0 | V1.0 | V1.0 | V1.0 | V1.0 | V1.0 | V1.0 | V1.0 | V1.0 | V1.0 | V1.0 | V1.0 | -
WRITE_PARAM_MX | EFB | - | - | - | - | X | - | - | - | - | - | - | [10 empty] | V1.0 | V1.0 | V1.0 | V1.0 | V1.0 | V1.0
FAMILY->Immediate_I/O | 3 | [6 empty] | - | - | - | - | - | [16 empty] | -
IMIO_IN | EFB | - | X | - | - | - | - | - | - | - | - | - | V1.0 | V1.0 | V1.0 | V1.0 | V1.0 | V1.0 | V1.0 | V1.0 | V1.0 | V1.0 | V1.0 | V1.0 | V1.0 | V1.0 | V1.0 | V1.0 | -
IMIO_OUT | EFB | - | X | - | - | - | - | - | - | - | - | - | V1.0 | V1.0 | V1.0 | V1.0 | V1.0 | V1.0 | V1.0 | V1.0 | V1.0 | V1.0 | V1.0 | V1.0 | V1.0 | V1.0 | V1.0 | V1.0 | -
IU_ERIO | EFB | - | X | - | - | - | - | - | - | - | - | - | - | - | - | - | - | - | - | - | V1.0 | V1.0 | V1.0 | V1.0 | V1.0 | V1.0 | V1.0 | V1.0 |  | Immediate update of Ethernet RIO Drop
FAMILY->Quantum_I/O_Configuration | 19 | [6 empty] | - | - | - | - | - | [16 empty] | -
ACI030 | EFB | - | X | - | - | X | - | - | - | - | - | - | V1.0 | V1.0 | V1.0 | V1.0 | V1.0 | V1.0 | V1.0 | V1.0 | V1.1 | [5 empty] | V1.1 | V1.1 | X | Adaptation of IO Quantum Configuration EFBs to new QUANTUM Ethernet RIO drops
ACI040 | EFB | - | X | - | - | X | - | - | - | - | - | - | V1.0 | V1.0 | V1.0 | V1.0 | V1.0 | V1.0 | V1.0 | V1.0 | V1.1 | [5 empty] | V1.1 | V1.1 | X | Adaptation of IO Quantum Configuration EFBs to new QUANTUM Ethernet RIO drops
ACO020 | EFB | - | X | - | - | X | - | - | - | - | - | - | V1.0 | V1.0 | V1.0 | V1.0 | V1.0 | V1.0 | V1.0 | V1.0 | V1.1 | [5 empty] | V1.2 | V1.2 | X | V1.1 Adaptation of IO Quantum Configuration EFBs to new QUANTUM Ethernet RIO drops
ACO130 | EFB | - | X | - | - | X | - | - | - | - | - | - | V1.0 | V1.0 | V1.0 | V1.0 | V1.1 | V1.1 | V1.1 | V1.1 | V1.2 | [5 empty] | V1.2 | V1.2 | X | ACO130 doesn't recognize the module configuration of a 140ACO13000, the range always is 16000
AII330 | EFB | - | X | - | - | X | - | - | - | - | - | - | V1.0 | V1.0 | V1.0 | V1.0 | V1.0 | V1.0 | V1.0 | V1.0 | V1.1 | [5 empty] | V1.1 | V1.1 | X | Adaptation of IO Quantum Configuration EFBs to new QUANTUM Ethernet RIO drops
AII33010 | EFB | - | X | - | - | X | - | - | - | - | - | - | V1.0 | V1.0 | V1.0 | V1.0 | V1.0 | V1.0 | V1.0 | V1.0 | V1.1 | [5 empty] | V1.1 | V1.1 | X | Adaptation of IO Quantum Configuration EFBs to new QUANTUM Ethernet RIO drops
AIO330 | EFB | - | X | - | - | X | - | - | - | - | - | - | V1.0 | V1.0 | V1.0 | V1.0 | V1.0 | V1.0 | V1.0 | V1.0 | V1.1 | [5 empty] | V1.1 | V1.1 | X | Adaptation of IO Quantum Configuration EFBs to new QUANTUM Ethernet RIO drops
AMM090 | EFB | - | X | - | - | X | - | - | - | - | - | - | V1.0 | V1.0 | V1.0 | V1.0 | V1.0 | V1.0 | V1.0 | V1.0 | V1.1 | [5 empty] | V1.1 | V1.1 | X | Adaptation of IO Quantum Configuration EFBs to new QUANTUM Ethernet RIO drops
ARI030 | EFB | - | X | - | - | X | - | - | - | - | - | - | V1.0 | V1.0 | V1.0 | V1.0 | V1.0 | V1.0 | V1.0 | V1.0 | V1.1 | [5 empty] | V1.1 | V1.1 | X | Adaptation of IO Quantum Configuration EFBs to new QUANTUM Ethernet RIO drops
ATI030 | EFB | - | X | - | - | X | - | - | - | - | - | - | V1.0 | V1.0 | V1.0 | V1.0 | V1.0 | V1.0 | V1.0 | V1.0 | V1.1 | [5 empty] | V1.1 | V1.1 | X | Adaptation of IO Quantum Configuration EFBs to new QUANTUM Ethernet RIO drops
AVI030 | EFB | - | X | - | - | X | - | - | - | - | - | - | V1.0 | V1.0 | V1.0 | V1.0 | V1.0 | V1.0 | V1.0 | V1.0 | V1.1 | [5 empty] | V1.1 | V1.1 | X | Adaptation of IO Quantum Configuration EFBs to new QUANTUM Ethernet RIO drops
AVO020 | EFB | - | X | - | - | X | - | - | - | - | - | - | V1.0 | V1.0 | V1.0 | V1.0 | V1.0 | V1.0 | V1.0 | V1.0 | V1.1 | [5 empty] | V1.1 | V1.1 | X | Adaptation of IO Quantum Configuration EFBs to new QUANTUM Ethernet RIO drops
DROP | EFB | - | X | - | - | X | - | - | - | - | - | - | V1.0 | V1.0 | V1.0 | V1.0 | V1.0 | V1.0 | V1.0 | V1.0 | V1.1 | [5 empty] | V1.1 | V1.1 | X | Adaptation of IO Quantum Configuration EFBs to new QUANTUM Ethernet RIO drops
ERT_854_10 | EFB | - | X | - | - | X | - | - | - | - | - | - | V1.0 | V1.0 | V1.0 | V1.0 | V1.0 | V1.1 | V1.2 | V1.2 | V1.3 | [5 empty] | V1.3 | V1.3 | X | V1.1 fix : ERT_854_10 does not re-establish the communication to the ERT module after status 8000
ERT_854_20 | EFB | - | X | - | - | X | - | - | - | - | - | - | - | - | - | - | - | - | - | - | V1.1 | [5 empty] | V1.1 | V1.1
ERT_854_30 | EFB |  | X |  |  | X | - | - | - | - | - | - | - | - | - | - | - | - | - | - | - | [5 empty] | V1.0 | V1.0 | X
QUANTUM | EFB | - | X | - | - | - | - | - | - | - | - | - | V1.0 | V1.0 | V1.0 | V1.0 | V1.0 | V1.0 | V1.0 | V1.0 | V1.1 | [5 empty] | V1.1 | V1.1 | X | Adaptation of IO Quantum Configuration EFBs to new QUANTUM Ethernet RIO drops
XBE | EFB | - | X | - | - | - | - | - | - | - | - | - | V1.0 | V1.0 | V1.0 | V1.0 | V1.0 | V1.0 | V1.0 | V1.0 | V1.1 | [5 empty] | V1.1 | V1.1 | X | Adaptation of IO Quantum Configuration EFBs to new QUANTUM Ethernet RIO drops
XDROP | EFB | - | X | - | - | X | - | - | - | - | - | - | V1.0 | V1.0 | V1.0 | V1.0 | V1.0 | V1.0 | V1.0 | V1.0 | V1.1 | [5 empty] | V1.1 | V1.1 | X | Adaptation of IO Quantum Configuration EFBs to new QUANTUM Ethernet RIO drops
FAMILY->Simulation | 7 | [6 empty] | - | - | - | - | - | [16 empty] | -
WRITE_INPUT_AREBOOL_16 | EF_procedure | X | X | X | - | X | X | - | - | - | - | - | - | - | - | - | - | - | - | V1.0 | V1.0 | V1.0 | V1.0 | V1.0 | V1.0 | V1.0 | V1.0 | V1.0 | - | EF allowing to write 16 EBOOLS inputs
WRITE_INPUT_DINT | EF | X | X | X | - | X | X | - | - | - | - | - | - | V1.0 | V1.0 | V1.0 | V1.0 | V1.0 | V1.0 | V1.0 | V1.0 | V1.0 | V1.0 | V1.0 | V1.0 | V1.0 | V1.0 | V1.0 | -
WRITE_INPUT_EBOOL | EF | X | X | X | - | X | X | - | - | - | - | - | - | V1.0 | V1.0 | V1.0 | V1.0 | V1.0 | V1.0 | V1.0 | V1.0 | V1.0 | V1.0 | V1.0 | V1.0 | V1.0 | V1.0 | V1.0 | -
WRITE_INPUT_INT | EF | X | X | X | - | X | X | - | - | - | - | - | - | V1.0 | V1.0 | V1.0 | V1.0 | V1.0 | V1.0 | V1.0 | V1.0 | V1.0 | V1.0 | V1.0 | V1.0 | V1.0 | V1.0 | V1.0 | -
WRITE_INPUT_REAL | EF | X | X | X | - | X | X | - | - | - | - | - | - | V1.0 | V1.0 | V1.0 | V1.0 | V1.0 | V1.0 | V1.0 | V1.0 | V1.0 | V1.0 | V1.0 | V1.0 | V1.0 | V1.0 | V1.0 | -
WRITE_INPUT_UDINT | EF | X | X | X |  | X | X | - | - | - | - | - | - | - | - | - | - | - | - | - | - | V1.0 | V1.0 | V1.0 | V1.0 | V1.0 | V1.0 | V1.0 | X | OPR 20048423 "T_UNSIGN_CPT_BMX" IODDT of BMXEHC0200 has UDINT inputs : Improvement to have an EF block WRITE_INPUT_UDINT (WRITE_INPUT_UINT is also added)
WRITE_INPUT_UINT | EF | X | X | X |  | X | X | - | - | - | - | - | - | - | - | - | - | - | - | - | - | V1.0 | V1.0 | V1.0 | V1.0 | V1.0 | V1.0 | V1.0 | X | OPR 20048423 "T_UNSIGN_CPT_BMX" IODDT of BMXEHC0200 has UDINT inputs : Improvement to have an EF block WRITE_INPUT_UDINT (WRITE_INPUT_UINT is also added)
LIBRARY->MotionFunctionBlock | [7 empty] | - | - | - | - | - | [16 empty] | -
FAMILY->MFB | 25 | [6 empty] | - | - | - | - | - | [16 empty] | -
CAN_HANDLER | EFB | X | - | X | - | X | - | X | - | - | - | - | - | V1.0 | V1.1 | V1.1 | V1.1 | V1.2 | V1.2 | V1.5 | V1.6 | V1.6 | V1.6 | V1.6 | V1.6 | V1.6 | V1.6 | V1.6 | X | Improvement Lexium 32 / ATV 312
LXM_DOWNLOADMTASK | EFB | X | - | X | - | X | - | X | - | - | - | - | - | V1.0 | V1.1 | V1.1 | V1.1 | V1.2 | V1.2 | V1.2 | V1.2 | V1.3 | V1.3 | V1.3 | V1.3 | V1.3 | V1.3 | V1.3 | X
LXM_GEARPOS | EFB | X | - | X | - | X | - | X | - | - | - | - | - | V1.0 | V1.1 | V1.1 | V1.1 | V1.2 | V1.2 | V1.3 | V1.3 | V1.4 | V1.4 | V1.4 | V1.4 | V1.4 | V1.4 | V1.4 | X | V1.3 Improvement Lexium 32 / ATV 312
LXM_GEARPOSS | EFB | X | X | X | - | X | - | X | - | - | - | - | - | - | - | - | - | - | V1.1 | V1.5 | V1.5 | V1.6 | V1.6 | V1.6 | V1.6 | V1.6 | V1.6 | V1.6 | X | V1.5 Evolution of LXM_GEARPOS Interface change UINT instead of INT fro RATIO / Improvement Lexium 32 / ATV 312
LXM_STARTMTASK | EFB | X | - | X | - | X | - | X | - | - | - | - | - | V1.0 | V1.1 | V1.1 | V1.1 | V1.2 | V1.2 | V1.5 | V1.5 | V1.6 | V1.6 | V1.6 | V1.6 | V1.6 | V1.6 | V1.6 | X | V1.5 Improvement Lexium 32 / ATV 312
LXM_UPLOADMTASK | EFB | X | - | X | - | X | - | X | - | - | - | - | - | V1.0 | V1.1 | V1.1 | V1.1 | V1.2 | V1.2 | V1.2 | V1.2 | V1.3 | V1.3 | V1.3 | V1.3 | V1.3 | V1.3 | V1.3 | X
MC_HOME | EFB | X | - | X | - | X | - | X | - | - | - | - | - | V1.0 | V1.1 | V1.1 | V1.1 | V1.2 | V1.2 | V1.5 | V1.5 | V1.6 | V1.6 | V1.6 | V1.6 | V1.6 | V1.6 | V1.6 | X | V1.5 Improvement Lexium 32 / ATV 312
MC_JOG | EFB | X | - | X | - | X | - | X | - | - | - | - | - | - | - | - | - | V1.2 | V1.2 | V1.5 | V1.5 | V1.6 | V1.6 | V1.6 | V1.6 | V1.6 | V1.6 | V1.6 | X | V1.5 Improvement Lexium 32 / ATV 312
MC_MOVEABSOLUTE | EFB | X | - | X | - | X | - | X | - | - | - | - | - | V1.0 | V1.1 | V1.1 | V1.1 | V1.2 | V1.2 | V1.2 | V1.2 | V1.3 | V1.3 | V1.3 | V1.3 | V1.3 | V1.3 | V1.3 | X
MC_MOVEADDITIVE | EFB | X | - | X | - | X | - | X | - | - | - | - | - | V1.0 | V1.1 | V1.1 | V1.1 | V1.2 | V1.2 | V1.2 | V1.2 | V1.3 | V1.3 | V1.3 | V1.3 | V1.3 | V1.3 | V1.3 | X
MC_MOVERELATIVE | EFB | X | - | X | - | X | - | X | - | - | - | - | - | V1.0 | V1.1 | V1.1 | V1.1 | V1.2 | V1.2 | V1.2 | V1.2 | V1.3 | V1.3 | V1.3 | V1.3 | V1.3 | V1.3 | V1.3 | X
MC_MOVEVELOCITY | EFB | X | - | X | - | X | - | X | - | - | - | - | - | V1.0 | V1.1 | V1.1 | V1.1 | V1.2 | V1.2 | V1.3 | V1.4 | V1.5 | V1.5 | V1.5 | V1.5 | V1.5 | V1.5 | V1.5 | X | V1.4 Improvement Lexium 32 / ATV 312
MC_POWER | EFB | X | - | X | - | X | - | X | - | - | - | - | - | V1.0 | V1.1 | V1.1 | V1.1 | V1.2 | V1.2 | V1.2 | V1.3 | V1.4 | V1.4 | V1.4 | V1.4 | V1.4 | V1.4 | V1.4 | X
MC_READACTUALPOSITION | EFB | X | - | X | - | X | - | X | - | - | - | - | - | V1.0 | V1.1 | V1.1 | V1.1 | V1.2 | V1.2 | V1.5 | V1.5 | V1.6 | V1.6 | V1.6 | V1.6 | V1.6 | V1.6 | V1.6 | X | V1.5 Improvement Lexium 32 / ATV 312
MC_READACTUALTORQUE | EFB | X | - | X | - | X | - | X | - | - | - | - | - | - | - | - | - | V1.2 | V1.2 | V1.5 | V1.6 | V1.7 | V1.7 | V1.7 | V1.7 | V1.7 | V1.7 | V1.7 | X | V1.6 Improvement Lexium 32 / ATV 312
MC_READACTUALVELOCITY | EFB | X | - | X | - | X | - | X | - | - | - | - | - | V1.0 | V1.1 | V1.1 | V1.1 | V1.2 | V1.2 | V1.5 | V1.6 | V1.7 | V1.7 | V1.7 | V1.7 | V1.7 | V1.7 | V1.7 | X | V1.6 Improvement Lexium 32 / ATV 312
MC_READAXISERROR | EFB | X | - | X | - | X | - | X | - | - | - | - | - | V1.0 | V1.1 | V1.1 | V1.1 | V1.2 | V1.2 | V1.2 | V1.3 | V1.4 | V1.4 | V1.4 | V1.4 | V1.4 | V1.4 | V1.4 | X
MC_READPARAMETER | EFB | X | - | X | - | X | - | X | - | - | - | - | - | V1.0 | V1.1 | V1.1 | V1.1 | V1.2 | V1.2 | V1.2 | V1.2 | V1.3 | V1.3 | V1.3 | V1.3 | V1.3 | V1.3 | V1.3 | X
MC_READSTATUS | EFB | X | - | X | - | X | - | X | - | - | - | - | - | V1.0 | V1.1 | V1.1 | V1.1 | V1.2 | V1.2 | V1.3 | V1.3 | V1.3 | V1.3 | V1.3 | V1.3 | V1.3 | V1.3 | V1.3 | X | Improvement Lexium 32 / ATV 312
MC_RESET | EFB | X | - | X | - | X | - | X | - | - | - | - | - | V1.0 | V1.1 | V1.1 | V1.1 | V1.2 | V1.2 | V1.3 | V1.4 | V1.5 | V1.5 | V1.5 | V1.5 | V1.5 | V1.5 | V1.5 | X | V1.4 Improvement Lexium 32 / ATV 312
MC_STOP | EFB | X | - | X | - | X | - | X | - | - | - | - | - | V1.0 | V1.1 | V1.1 | V1.1 | V1.2 | V1.2 | V1.3 | V1.5 | V1.6 | V1.6 | V1.6 | V1.6 | V1.6 | V1.6 | V1.6 | X | V1.5 Improvement Lexium 32 / ATV 312
MC_TORQUECONTROL | EFB | X | - | X | - | X | - | X | - | - | - | - | - | - | - | - | - | V1.2 | V1.2 | V1.2 | V1.2 | V1.3 | V1.3 | V1.3 | V1.3 | V1.3 | V1.3 | V1.3 | X
MC_WRITEPARAMETER | EFB | X | - | X | - | X | - | X | - | - | - | - | - | V1.0 | V1.1 | V1.1 | V1.1 | V1.2 | V1.2 | V1.2 | V1.2 | V1.3 | V1.3 | V1.3 | V1.3 | V1.3 | V1.3 | V1.3 | X
TE_DOWNLOADDRIVEPARAM | EFB | X | - | X | - | X | - | X | - | - | - | - | - | V1.0 | V1.1 | V1.1 | V1.1 | V1.2 | V1.2 | V1.2 | V1.3 | V1.4 | V1.4 | V1.4 | V1.4 | V1.4 | V1.4 | V1.4 | X
TE_UPLOADDRIVEPARAM | EFB | X | - | X | - | X | - | X | - | - | - | - | - | V1.0 | V1.1 | V1.1 | V1.1 | V1.2 | V1.2 | V1.2 | V1.2 | V1.3 | V1.3 | V1.3 | V1.3 | V1.3 | V1.3 | V1.3 | X
-
LIBRARY->Motion | [7 empty] | - | - | - | - | - | [16 empty] | -
FAMILY->Axis_Control | 3 | [6 empty] | - | - | - | - | - | [16 empty] | -
SET_CMD | EF_procedure | X | - | - | - | - | - | - | - | - | - | - | - | - | - | - | V1.0 | V1.0 | V1.0 | V1.0 | V1.0 | V1.0 | V1.0 | V1.0 | V1.0 | V1.0 | V1.0 | V1.0 | -
SMOVE | EF_procedure | X | - | - | - | - | - | - | - | - | - | - | V1.0 | V1.0 | V1.0 | V1.0 | V1.0 | V1.0 | V1.0 | V1.0 | V1.0 | V1.0 | V1.0 | V1.0 | V1.0 | V1.0 | V1.0 | V1.0 | -
XMOVE | EF_procedure | X | - | - | - | - | - | - | - | - | - | - | V1.0 | V1.0 | V1.0 | V1.0 | V1.0 | V1.0 | V1.0 | V1.0 | V1.0 | V1.0 | V1.0 | V1.0 | V1.0 | V1.0 | V1.0 | V1.0 | -
FAMILY->CAM_Control | 4 | [6 empty] | - | - | - | - | - | [16 empty] | -
DETAIL_OBJECT | EF_procedure | X | - | - | - | - | - | - | - | - | - | - | V1.0 | V1.0 | V1.0 | V1.0 | V1.0 | V1.0 | V1.0 | V1.0 | V1.0 | V1.0 | V1.0 | V1.0 | V1.0 | V1.0 | V1.0 | V1.0 | -
MOD_CAM | EF_procedure | X | - | - | - | - | - | - | - | - | - | - | V1.0 | V1.0 | V1.0 | V1.0 | V1.0 | V1.0 | V1.0 | V1.0 | V1.0 | V1.0 | V1.0 | V1.0 | V1.0 | V1.0 | V1.0 | V1.0 | -
MOD_PARAM | EF_procedure | X | - | - | - | - | - | - | - | - | - | - | V1.0 | V1.0 | V1.0 | V1.0 | V1.0 | V1.0 | V1.0 | V1.0 | V1.0 | V1.0 | V1.0 | V1.0 | V1.0 | V1.0 | V1.0 | V1.0 | -
MOD_TRACK | EF_procedure | X | - | - | - | - | - | - | - | - | - | - | V1.0 | V1.0 | V1.0 | V1.0 | V1.0 | V1.0 | V1.0 | V1.0 | V1.0 | V1.0 | V1.0 | V1.0 | V1.0 | V1.0 | V1.0 | V1.0 | -
FAMILY->Lexium | 2 | [6 empty] | - | - | - | - | - | [16 empty] | -
LXM_RESTORE | EF_procedure | X | - | X | - | - | - | X | - | - | - | - | V1.0 | V1.0 | V1.0 | V1.0 | V1.0 | V1.0 | V1.0 | V1.0 | V1.0 | V1.0 | V1.0 | V1.0 | V1.0 | V1.0 | V1.0 | V1.0 | -
LXM_SAVE | EF_procedure | X | - | X | - | - | - | X | - | - | - | - | V1.0 | V1.0 | V1.0 | V1.0 | V1.0 | V1.0 | V1.0 | V1.0 | V1.0 | V1.0 | V1.0 | V1.0 | V1.0 | V1.0 | V1.0 | V1.0 | -
FAMILY->MMF_Start | 19 | [6 empty] | - | - | - | - | - | [16 empty] | -
CFG_CP_F | EFB | - | X | - | - | - | - | - | - | - | - | - | V1.0 | V1.0 | V1.0 | V1.0 | V1.0 | V1.0 | V1.0 | V1.0 | V1.0 | V1.0 | V1.0 | V1.0 | V1.0 | V1.0 | V1.0 | V1.0 | -
CFG_CP_V | EFB | - | X | - | - | - | - | - | - | - | - | - | V1.0 | V1.0 | V1.0 | V1.0 | V1.0 | V1.0 | V1.0 | V1.0 | V1.0 | V1.0 | V1.0 | V1.0 | V1.0 | V1.0 | V1.0 | V1.0 | -
CFG_CS | EFB | - | X | - | - | - | - | - | - | - | - | - | V1.0 | V1.0 | V1.0 | V1.0 | V1.0 | V1.0 | V1.0 | V1.0 | V1.0 | V1.0 | V1.0 | V1.0 | V1.0 | V1.0 | V1.0 | V1.0 | -
CFG_FS | EFB | - | X | - | - | - | - | - | - | - | - | - | V1.0 | V1.0 | V1.0 | V1.0 | V1.0 | V1.0 | V1.0 | V1.0 | V1.0 | V1.0 | V1.0 | V1.0 | V1.0 | V1.0 | V1.0 | V1.0 | -
CFG_IA | EFB | - | X | - | - | - | - | - | - | - | - | - | V1.0 | V1.0 | V1.0 | V1.0 | V1.0 | V1.0 | V1.0 | V1.0 | V1.0 | V1.0 | V1.0 | V1.0 | V1.0 | V1.0 | V1.0 | V1.0 | -
CFG_RA | EFB | - | X | - | - | - | - | - | - | - | - | - | V1.0 | V1.0 | V1.0 | V1.0 | V1.0 | V1.0 | V1.0 | V1.0 | V1.0 | V1.0 | V1.0 | V1.0 | V1.0 | V1.0 | V1.0 | V1.0 | -
CFG_SA | EFB | - | X | - | - | - | - | - | - | - | - | - | V1.0 | V1.0 | V1.0 | V1.0 | V1.0 | V1.0 | V1.0 | V1.0 | V1.0 | V1.0 | V1.0 | V1.0 | V1.0 | V1.0 | V1.0 | V1.0 | -
DRV_DNLD | EFB | - | X | - | - | - | - | - | - | - | - | - | V1.0 | V1.0 | V1.0 | V1.0 | V1.0 | V1.0 | V1.0 | V1.0 | V1.0 | V1.0 | V1.0 | V1.0 | V1.0 | V1.0 | V1.0 | V1.0 | -
DRV_UPLD | EFB | - | X | - | - | - | - | - | - | - | - | - | V1.0 | V1.0 | V1.0 | V1.0 | V1.0 | V1.0 | V1.0 | V1.0 | V1.0 | V1.0 | V1.0 | V1.0 | V1.0 | V1.0 | V1.0 | V1.0 | -
IDN_CHK | EFB | - | X | - | - | - | - | - | - | - | - | - | V1.0 | V1.0 | V1.0 | V1.0 | V1.0 | V1.0 | V1.0 | V1.0 | V1.0 | V1.0 | V1.0 | V1.0 | V1.0 | V1.0 | V1.0 | V1.0 | -
IDN_XFER | EFB | - | X | - | - | - | - | - | - | - | - | - | V1.0 | V1.0 | V1.0 | V1.0 | V1.0 | V1.0 | V1.0 | V1.0 | V1.0 | V1.0 | V1.0 | V1.0 | V1.0 | V1.0 | V1.0 | V1.0 | -
MMF_BITS | EFB | - | X | - | - | - | - | - | - | - | - | - | V1.0 | V1.0 | V1.0 | V1.0 | V1.0 | V1.0 | V1.0 | V1.0 | V1.0 | V1.0 | V1.0 | V1.0 | V1.0 | V1.0 | V1.0 | V1.0 | -
MMF_ESUB | EFB | - | X | - | - | - | - | - | - | - | - | - | V1.0 | V1.0 | V1.0 | V1.0 | V1.0 | V1.0 | V1.0 | V1.0 | V1.0 | V1.0 | V1.0 | V1.0 | V1.0 | V1.0 | V1.0 | V1.0 | -
MMF_INDX | EFB | - | X | - | - | - | - | - | - | - | - | - | V1.0 | V1.0 | V1.0 | V1.0 | V1.0 | V1.0 | V1.0 | V1.0 | V1.0 | V1.0 | V1.0 | V1.0 | V1.0 | V1.0 | V1.0 | V1.0 | -
MMF_JOG | EFB | - | X | - | - | - | - | - | - | - | - | - | V1.0 | V1.0 | V1.0 | V1.0 | V1.0 | V1.0 | V1.0 | V1.0 | V1.0 | V1.0 | V1.0 | V1.0 | V1.0 | V1.0 | V1.0 | V1.0 | -
MMF_MOVE | EFB | - | X | - | - | - | - | - | - | - | - | - | V1.0 | V1.0 | V1.0 | V1.0 | V1.0 | V1.0 | V1.0 | V1.0 | V1.0 | V1.0 | V1.0 | V1.0 | V1.0 | V1.0 | V1.0 | V1.0 | -
MMF_RST | EFB | - | X | - | - | - | - | - | - | - | - | - | V1.0 | V1.0 | V1.0 | V1.0 | V1.0 | V1.0 | V1.0 | V1.0 | V1.0 | V1.0 | V1.0 | V1.0 | V1.0 | V1.0 | V1.0 | V1.0 | -
MMF_SUB | EFB | - | X | - | - | - | - | - | - | - | - | - | V1.0 | V1.0 | V1.0 | V1.0 | V1.0 | V1.0 | V1.0 | V1.0 | V1.0 | V1.0 | V1.0 | V1.0 | V1.0 | V1.0 | V1.0 | V1.0 | -
MMF_USUB | EFB | - | X | - | - | - | - | - | - | - | - | - | V1.0 | V1.0 | V1.0 | V1.0 | V1.0 | V1.0 | V1.0 | V1.0 | V1.0 | V1.0 | V1.0 | V1.0 | V1.0 | V1.0 | V1.0 | V1.0 | -
FAMILY->PTO | 7 | [6 empty] | - | - | - | - | - | [16 empty] | -
Cmd_Status | DFB | - | - | X | - | X | - | - | - | - | - | - | - | - | - | - | - | V1.0 | V1.0 | V1.0 | V1.0 | V1.0 | V1.0 | V1.0 | V1.0 | V1.0 | V1.0 | V1.0 | -
FREQUENCYGENERATOR | EF | - | - | X | - | X | - | - | - | - | - | - | - | - | - | - | - | V1.0 | V1.0 | V1.0 | V1.0 | V1.0 | V1.0 | V1.0 | V1.0 | V1.0 | V1.0 | V1.0 | -
HOMING | EF | - | - | X | - | X | - | - | - | - | - | - | - | - | - | - | - | V1.0 | V1.0 | V1.0 | V1.0 | V1.0 | V1.0 | V1.0 | V1.0 | V1.0 | V1.0 | V1.0 | -
MOVEABSOLUTE | EF | - | - | X | - | X | - | - | - | - | - | - | - | - | - | - | - | V1.0 | V1.0 | V1.0 | V1.0 | V1.0 | V1.0 | V1.0 | V1.0 | V1.0 | V1.0 | V1.0 | -
MOVERELATIVE | EF | - | - | X | - | X | - | - | - | - | - | - | - | - | - | - | - | V1.0 | V1.0 | V1.0 | V1.0 | V1.0 | V1.0 | V1.0 | V1.0 | V1.0 | V1.0 | V1.0 | -
MOVEVELOCITY | EF | - | - | X | - | X | - | - | - | - | - | - | - | - | - | - | - | V1.0 | V1.0 | V1.0 | V1.0 | V1.0 | V1.0 | V1.0 | V1.0 | V1.0 | V1.0 | V1.0 | -
SETPOSITION | EF | - | - | X | - | X | - | - | - | - | - | - | - | - | - | - | - | V1.0 | V1.0 | V1.0 | V1.0 | V1.0 | V1.0 | V1.0 | V1.0 | V1.0 | V1.0 | V1.0 | -
-
LIBRARY->Obsolete_Lib | [7 empty] | - | - | - | - | - | [16 empty] | -
FAMILY->CLC | 12 | [6 empty] | - | - | - | - | - | [16 empty] | -
DELAY | EFB | X | X | X | - | X | X | X | - | - | - | - | V1.0 | V1.0 | V1.0 | V1.0 | V1.0 | V1.0 | V1.0 | V1.0 | V1.0 | V1.0 | V1.0 | V1.0 | V1.0 | V1.0 | V1.0 | V1.0 | -
INTEGRATOR1 | EFB | X | X | X | - | X | X | X | - | - | - | - | V1.0 | V1.0 | V1.0 | V1.0 | V1.0 | V1.0 | V1.0 | V1.0 | V1.0 | V1.0 | V1.0 | V1.0 | V1.0 | V1.0 | V1.0 | V1.0 | -
LAG1 | EFB | X | X | X | - | X | X | X | - | - | - | - | V1.0 | V1.0 | V1.0 | V1.0 | V1.0 | V1.0 | V1.0 | V1.0 | V1.0 | V1.0 | V1.0 | V1.0 | V1.0 | V1.0 | V1.0 | V1.0 | -
LEAD_LAG1 | EFB | X | X | X | - | X | X | X | - | - | - | - | V1.0 | V1.0 | V1.0 | V1.0 | V1.0 | V1.0 | V1.0 | V1.0 | V1.0 | V1.0 | V1.0 | V1.0 | V1.0 | V1.0 | V1.0 | V1.0 | -
LIMV | EFB | X | X | X | - | X | X | X | - | - | - | - | V1.0 | V1.0 | V1.0 | V1.0 | V1.0 | V1.0 | V1.0 | V1.0 | V1.0 | V1.0 | V1.0 | V1.0 | V1.0 | V1.0 | V1.0 | V1.0 | -
PI1 | EFB | X | X | X | - | X | X | X | - | - | - | - | V1.0 | V1.0 | V1.0 | V1.0 | V1.0 | V1.0 | V1.0 | V1.0 | V1.0 | V1.0 | V1.0 | V1.0 | V1.0 | V1.0 | V1.0 | V1.0 | -
PID1 | EFB | X | X | X | - | X | X | X | - | - | - | - | V1.0 | V1.0 | V1.0 | V1.0 | V1.0 | V1.0 | V1.0 | V1.0 | V1.0 | V1.0 | V1.0 | V1.0 | V1.0 | V1.0 | V1.0 | V1.0 | -
PIDP1 | EFB | X | X | X | - | X | X | X | - | - | - | - | V1.0 | V1.0 | V1.0 | V1.0 | V1.0 | V1.0 | V1.0 | V1.0 | V1.0 | V1.0 | V1.0 | V1.0 | V1.0 | V1.0 | V1.0 | V1.0 | -
SMOOTH_RATE | EFB | X | X | X | - | X | X | X | - | - | - | - | V1.0 | V1.0 | V1.0 | V1.0 | V1.0 | V1.0 | V1.0 | V1.0 | V1.0 | V1.0 | V1.0 | V1.0 | V1.0 | V1.0 | V1.0 | V1.0 | -
THREE_STEP_CON1 | EFB | X | X | X | - | X | X | X | - | - | - | - | V1.0 | V1.0 | V1.0 | V1.0 | V1.0 | V1.0 | V1.0 | V1.0 | V1.0 | V1.0 | V1.0 | V1.0 | V1.0 | V1.0 | V1.0 | V1.0 | -
THREEPOINT_CON1 | EFB | X | X | X | - | X | X | X | - | - | - | - | V1.0 | V1.0 | V1.0 | V1.0 | V1.0 | V1.0 | V1.0 | V1.0 | V1.0 | V1.0 | V1.0 | V1.0 | V1.0 | V1.0 | V1.0 | V1.0 | -
TWOPOINT_CON1 | EFB | X | X | X | - | X | X | X | - | - | - | - | V1.0 | V1.0 | V1.0 | V1.0 | V1.0 | V1.0 | V1.0 | V1.0 | V1.0 | V1.0 | V1.0 | V1.0 | V1.0 | V1.0 | V1.0 | V1.0 | -
FAMILY->CLC_PRO | 22 | [6 empty] | - | - | - | - | - | [16 empty] | -
ALIM | EFB | X | X | X | - | X | X | X | - | - | - | - | V1.1 | V1.1 | V1.1 | V1.1 | V1.1 | V1.1 | V1.1 | V1.1 | V1.1 | V1.1 | V1.1 | V1.1 | V1.1 |  | V1.1 | V1.1 | -
COMP_PID | EFB | X | X | X | - | X | X | X | - | - | - | - | V1.0 | V1.0 | V1.0 | V1.0 | V1.0 | V1.0 | V1.0 | V1.0 | V1.0 | V1.0 | V1.0 | V1.0 | V1.0 |  | V1.0 | V1.0 | -
DEADTIME | EFB | X | X | X | - | X | X | X | - | - | - | - | V1.0 | V1.0 | V1.0 | V1.0 | V1.0 | V1.0 | V1.0 | V1.0 | V1.0 | V1.0 | V1.0 | V1.0 | V1.0 |  | V1.0 | V1.0 | -
DERIV | EFB | X | X | X | - | X | X | X | - | - | - | - | V1.0 | V1.0 | V1.0 | V1.0 | V1.0 | V1.0 | V1.0 | V1.0 | V1.0 | V1.0 | V1.0 | V1.0 | V1.0 |  | V1.0 | V1.0 | -
FGEN | EFB | X | X | X | - | X | X | X | - | - | - | - | V1.1 | V1.1 | V1.1 | V1.1 | V1.1 | V1.1 | V1.1 | V1.1 | V1.1 | V1.1 | V1.1 | V1.1 | V1.1 |  | V1.1 | V1.1 | -
INTEG | EFB | X | X | X | - | X | X | X | - | - | - | - | V1.0 | V1.0 | V1.0 | V1.0 | V1.0 | V1.0 | V1.0 | V1.0 | V1.0 | V1.0 | V1.0 | V1.0 | V1.0 |  | V1.0 | V1.0 | -
LAG | EFB | X | X | X | - | X | X | X | - | - | - | - | V1.0 | V1.0 | V1.0 | V1.0 | V1.0 | V1.0 | V1.0 | V1.0 | V1.0 | V1.0 | V1.0 | V1.0 | V1.0 |  | V1.0 | V1.0 | -
LAG2 | EFB | X | X | X | - | X | X | X | - | - | - | - | V1.0 | V1.0 | V1.0 | V1.1 | V1.1 | V1.1 | V1.1 | V1.1 | V1.1 | V1.1 | V1.1 | V1.1 | V1.1 |  | V1.1 | V1.1 | X | M340 evolution
LEAD_LAG | EFB | X | X | X | - | X | X | X | - | - | - | - | V1.0 | V1.0 | V1.0 | V1.0 | V1.0 | V1.0 | V1.0 | V1.0 | V1.0 | V1.0 | V1.0 | V1.0 | V1.0 |  | V1.0 | V1.0 | -
PCON2 | EFB | X | X | X | - | X | X | X | - | - | - | - | V1.0 | V1.0 | V1.0 | V1.0 | V1.0 | V1.0 | V1.0 | V1.0 | V1.0 | V1.0 | V1.0 | V1.0 | V1.0 |  | V1.0 | V1.0 | -
PCON3 | EFB | X | X | X | - | X | X | X | - | - | - | - | V1.0 | V1.0 | V1.0 | V1.0 | V1.0 | V1.0 | V1.0 | V1.0 | V1.0 | V1.0 | V1.0 | V1.0 | V1.0 |  | V1.0 | V1.0 | -
PD_OR_PI | EFB | X | X | X | - | X | X | X | - | - | - | - | V1.1 | V1.1 | V1.1 | V1.1 | V1.1 | V1.1 | V1.1 | V1.1 | V1.1 | V1.1 | V1.1 | V1.1 | V1.1 |  | V1.1 | V1.1 | -
PDM | EFB | X | X | X | - | X | X | X | - | - | - | - | V1.0 | V1.0 | V1.0 | V1.0 | V1.0 | V1.0 | V1.0 | V1.0 | V1.0 | V1.0 | V1.0 | V1.0 | V1.0 |  | V1.0 | V1.0 | -
PI | EFB | X | X | X | - | X | X | X | - | - | - | - | V1.0 | V1.0 | V1.0 | V1.0 | V1.0 | V1.0 | V1.0 | V1.0 | V1.0 | V1.0 | V1.0 | V1.0 | V1.0 |  | V1.0 | V1.0 | -
PID | EFB | X | X | X | - | X | X | X | - | - | - | - | V1.0 | V1.0 | V1.0 | V1.0 | V1.0 | V1.0 | V1.0 | V1.0 | V1.0 | V1.0 | V1.0 | V1.0 | V1.0 |  | V1.0 | V1.0 | -
PID_P | EFB | X | X | X | - | X | X | X | - | - | - | - | V1.0 | V1.0 | V1.0 | V1.0 | V1.0 | V1.0 | V1.0 | V1.0 | V1.0 | V1.0 | V1.0 | V1.0 | V1.0 |  | V1.0 | V1.0 | -
PIP | EFB | X | X | X | - | X | X | X | - | - | - | - | V1.0 | V1.0 | V1.0 | V1.0 | V1.0 | V1.0 | V1.0 | V1.0 | V1.0 | V1.0 | V1.0 | V1.0 | V1.0 |  | V1.0 | V1.0 | -
PPI | EFB | X | X | X | - | X | X | X | - | - | - | - | V1.0 | V1.0 | V1.0 | V1.0 | V1.0 | V1.0 | V1.0 | V1.0 | V1.0 | V1.0 | V1.0 | V1.0 | V1.0 |  | V1.0 | V1.0 | -
PWM | EFB | X | X | X | - | X | X | X | - | - | - | - | V1.0 | V1.0 | V1.0 | V1.0 | V1.0 | V1.0 | V1.0 | V1.0 | V1.0 | V1.0 | V1.0 | V1.0 | V1.0 |  | V1.0 | V1.0 | -
QPWM | EFB | X | X | X | - | X | X | X | - | - | - | - | V1.0 | V1.0 | V1.0 | V1.0 | V1.0 | V1.0 | V1.0 | V1.0 | V1.0 | V1.0 | V1.0 | V1.0 | V1.0 |  | V1.0 | V1.0 | -
SCON3 | EFB | X | X | X | - | X | X | X | - | - | - | - | V1.0 | V1.0 | V1.0 | V1.0 | V1.0 | V1.0 | V1.0 | V1.0 | V1.0 | V1.0 | V1.0 | V1.0 | V1.0 |  | V1.0 | V1.0 | -
VLIM | EFB | X | X | X | - | X | X | X | - | - | - | - | V1.0 | V1.0 | V1.0 | V1.0 | V1.0 | V1.0 | V1.0 | V1.0 | V1.0 | V1.0 | V1.0 | V1.0 | V1.0 |  | V1.0 | V1.0 | -
FAMILY->Extensions/Compatibility | 128 | [6 empty] | - | - | - | - | - | [16 empty] | -
ADD_DT_PL7 | EF | X | - | X | - | - | X | X | - | - | - | - | V1.0 | V1.0 | V1.0 | V1.0 | V1.0 | V1.0 | V1.0 | V1.0 | V1.0 | V1.0 | V1.0 | V1.0 | V1.0 | V1.0 | V1.0 | V1.0 | -
ADD_TOD_PL7 | EF | X | - | X | - | - | X | X | - | - | - | - | V1.0 | V1.0 | V1.0 | V1.0 | V1.0 | V1.0 | V1.0 | V1.0 | V1.0 | V1.0 | V1.0 | V1.0 | V1.0 | V1.0 | V1.0 | V1.0 | -
AKF_FL | EFB | X | X | X | - | - | X | X | - | - | - | - | V1.0 | V1.0 | V1.0 | V1.0 | V1.0 | V1.0 | V1.0 | V1.0 | V1.0 | V1.0 | V1.0 | V1.0 | V1.0 | V1.0 | V1.0 | V1.0 | -
AKF_TA | EFB | X | X | X | - | - | X | X | - | - | - | - | V1.0 | V1.0 | V1.0 | V1.0 | V1.0 | V1.0 | V1.0 | V1.0 | V1.0 | V1.0 | V1.0 | V1.0 | V1.0 | V1.0 | V1.0 | V1.0 | -
AKF_TE | EFB | X | X | X | - | - | X | X | - | - | - | - | V1.0 | V1.0 | V1.0 | V1.0 | V1.0 | V1.0 | V1.0 | V1.0 | V1.0 | V1.0 | V1.0 | V1.0 | V1.0 | V1.0 | V1.0 | V1.0 | -
AKF_TI | EFB | X | X | X | - | - | X | X | - | - | - | - | V1.0 | V1.0 | V1.0 | V1.0 | V1.0 | V1.0 | V1.0 | V1.0 | V1.0 | V1.0 | V1.0 | V1.0 | V1.0 | V1.0 | V1.0 | V1.0 | -
AKF_TS | EFB | X | X | X | - | - | X | X | - | - | - | - | V1.0 | V1.0 | V1.0 | V1.0 | V1.0 | V1.0 | V1.0 | V1.0 | V1.0 | V1.0 | V1.0 | V1.0 | V1.0 | V1.0 | V1.0 | V1.0 | -
AKF_TV | EFB | X | X | X | - | - | X | X | - | - | - | - | V1.0 | V1.0 | V1.0 | V1.0 | V1.0 | V1.0 | V1.0 | V1.0 | V1.0 | V1.0 | V1.0 | V1.0 | V1.0 | V1.0 | V1.0 | V1.0 | -
AKF_ZR | EFB | X | X | X | - | - | X | X | - | - | - | - | V1.0 | V1.0 | V1.0 | V1.0 | V1.0 | V1.0 | V1.0 | V1.0 | V1.0 | V1.0 | V1.0 | V1.0 | V1.0 | V1.0 | V1.0 | V1.0 | -
AKF_ZV | EFB | X | X | X | - | - | X | X | - | - | - | - | V1.0 | V1.0 | V1.0 | V1.0 | V1.0 | V1.0 | V1.1 | V1.1 | V1.1 | V1.1 | V1.1 | V1.1 | V1.1 | V1.1 | V1.1 | V1.1 | X | V1.1 fix : The S input does not work as expected
AKF_ZVR | EFB | X | X | X | - | - | X | X | - | - | - | - | V1.0 | V1.0 | V1.0 | V1.0 | V1.0 | V1.0 | V1.0 | V1.0 | V1.0 | V1.0 | V1.0 | V1.0 | V1.0 | V1.0 | V1.0 | V1.0 | -
AND_ARDINT | EF | X | X | X | - | X | X | X | - | - | - | - | V1.0 | V1.0 | V1.0 | V1.0 | V1.0 | V1.0 | V1.0 | V1.0 | V1.0 | V1.0 | V1.0 | V1.0 | V1.0 | V1.0 | V1.0 | V1.0 | -
AND_ARDINT_DINT | EF | X | X | X | - | X | X | X | - | - | - | - | V1.0 | V1.0 | V1.0 | V1.0 | V1.0 | V1.0 | V1.0 | V1.0 | V1.0 | V1.0 | V1.0 | V1.0 | V1.0 | V1.0 | V1.0 | V1.0 | -
AND_ARINT | EF | X | X | X | - | X | X | X | - | - | - | - | V1.0 | V1.0 | V1.0 | V1.0 | V1.0 | V1.0 | V1.0 | V1.0 | V1.0 | V1.0 | V1.0 | V1.0 | V1.0 | V1.0 | V1.0 | V1.0 | -
AND_ARINT_INT | EF | X | X | X | - | X | X | X | - | - | - | - | V1.0 | V1.0 | V1.0 | V1.0 | V1.0 | V1.0 | V1.0 | V1.0 | V1.0 | V1.0 | V1.0 | V1.0 | V1.0 | V1.0 | V1.0 | V1.0 | -
AND_DINT | EF | X | X | X | - | X | X | X | - | - | - | - | V1.0 | V1.0 | V1.0 | V1.0 | V1.0 | V1.0 | V1.0 | V1.0 | V1.0 | V1.0 | V1.0 | V1.0 | V1.0 | V1.0 | V1.0 | V1.0 | -
AND_INT | EF | X | X | X | - | X | X | X | - | - | - | - | V1.0 | V1.0 | V1.0 | V1.0 | V1.0 | V1.0 | V1.0 | V1.0 | V1.0 | V1.0 | V1.0 | V1.0 | V1.0 | V1.0 | V1.0 | V1.0 | -
COMPARE | EF_procedure | X | X | X | - | X | X | X | - | - | - | - | V1.0 | V1.0 | V1.0 | V1.0 | V1.0 | V1.0 | V1.0 | V1.0 | V1.0 | V1.0 | V1.0 | V1.0 | V1.0 | V1.0 | V1.0 | V1.0 | -
DATE_DINT_TO_STRING | EF | X | - | X | - | - | X | X | - | - | - | - | V1.0 | V1.0 | V1.0 | V1.1 | V1.1 | V1.1 | V1.1 | V1.1 | V1.1 | V1.1 | V1.1 | V1.1 | V1.1 | V1.1 | V1.1 | V1.1 | X | M340 evolution
DAY_OF_WEEK | EF | X | - | X | - | - | X | X | - | - | - | - | V1.0 | V1.0 | V1.0 | V1.0 | V1.0 | V1.0 | V1.0 | V1.0 | V1.0 | V1.0 | V1.0 | V1.0 | V1.0 | V1.0 | V1.0 | V1.0 | -
DELTA_D | EF | X | - | X | - | - | X | X | - | - | - | - | V1.0 | V1.0 | V1.0 | V1.0 | V1.0 | V1.0 | V1.0 | V1.0 | V1.0 | V1.0 | V1.0 | V1.0 | V1.0 | V1.0 | V1.0 | V1.0 | -
DELTA_DT | EF | X | - | X | - | - | X | X | - | - | - | - | V1.0 | V1.0 | V1.0 | V1.0 | V1.0 | V1.0 | V1.0 | V1.0 | V1.0 | V1.0 | V1.0 | V1.0 | V1.0 | V1.0 | V1.0 | V1.0 | -
DELTA_TOD | EF | X | - | X | - | - | X | X | - | - | - | - | V1.0 | V1.0 | V1.0 | V1.0 | V1.0 | V1.0 | V1.0 | V1.0 | V1.0 | V1.0 | V1.0 | V1.0 | V1.0 | V1.0 | V1.0 | V1.0 | -
DOWN_PL7_COUNTER | EF_procedure | X | - | - | - | - | - | - | - | - | - | - | V1.0 | V1.0 | V1.0 | V1.0 | V1.0 | V1.0 | V1.0 | V1.0 | V1.0 | V1.0 | V1.0 | V1.0 | V1.0 | V1.0 | V1.0 | V1.0 | -
DOWN_PL7_TOF | EF_procedure | X | - | - | - | - | - | - | - | - | - | - | V1.0 | V1.0 | V1.0 | V1.0 | V1.0 | V1.0 | V1.0 | V1.0 | V1.0 | V1.0 | V1.0 | V1.0 | V1.0 | V1.0 | V1.0 | V1.0 | -
DOWN_PL7_TON | EF_procedure | X | - | - | - | - | - | - | - | - | - | - | V1.0 | V1.0 | V1.0 | V1.0 | V1.0 | V1.0 | V1.0 | V1.0 | V1.0 | V1.0 | V1.0 | V1.0 | V1.0 | V1.0 | V1.0 | V1.0 | -
DOWN_PL7_TP | EF_procedure | X | - | - | - | - | - | - | - | - | - | - | V1.0 | V1.0 | V1.0 | V1.0 | V1.0 | V1.0 | V1.0 | V1.0 | V1.0 | V1.0 | V1.0 | V1.0 | V1.0 | V1.0 | V1.0 | V1.0 | -
DT_ARINT_TO_STRING | EF | X | - | X | - | - | X | X | - | - | - | - | V1.0 | V1.0 | V1.0 | V1.1 | V1.1 | V1.2 | V1.2 | V1.2 | V1.2 | V1.2 | V1.2 | V1.2 | V1.2 | V1.2 | V1.2 | V1.2 | X | V1.1 : Optimization / M340 evolution
END | EF_procedure | X | X | X | - | X | X | X | - | - | - | - | V1.0 | V1.0 | V1.0 | V1.0 | V1.0 | V1.0 | V1.0 | V1.0 | V1.0 | V1.0 | V1.0 | V1.0 | V1.0 | V1.0 | V1.0 | V1.0 | -
FIFO | EFB | X | X | X | - | X | X | X | - | - | - | - | V1.0 | V1.0 | V1.0 | V1.0 | V1.0 | V1.0 | V1.0 | V1.0 | V1.0 | V1.0 | V1.0 | V1.0 | V1.0 | V1.0 | V1.0 | V1.0 | -
FPULSOR | EF_procedure | X | - | X | - | X | X | X | - | - | - | - | V1.0 | V1.1 | V1.1 | V1.1 | V1.1 | V1.1 | V1.1 | V1.1 | V1.1 | V1.1 | V1.1 | V1.1 | V1.1 | V1.1 | V1.1 | V1.1 | X | Stop working after a long period (4 months)
FSTEP_PL7_DRUM | EF_procedure | X | - | - | - | - | - | - | - | - | - | - | V1.0 | V1.0 | V1.0 | V1.0 | V1.0 | V1.0 | V1.0 | V1.0 | V1.0 | V1.0 | V1.0 | V1.0 | V1.0 | V1.0 | V1.0 | V1.0 | -
FTOF | EF_procedure | X | - | - | - | - | - | - | - | - | - | - | V1.0 | V1.1 | V1.1 | V1.1 | V1.1 | V1.1 | V1.1 | V1.1 | V1.1 | V1.1 | V1.1 | V1.1 | V1.1 | V1.1 | V1.1 | V1.1 | X | Stop working after a long period (4 months)
FTON | EF_procedure | X | - | - | - | - | - | - | - | - | - | - | V1.0 | V1.1 | V1.1 | V1.1 | V1.1 | V1.1 | V1.1 | V1.1 | V1.1 | V1.1 | V1.1 | V1.1 | V1.1 | V1.1 | V1.1 | V1.1 | X | Stop working after a long period (4 months)
FTP | EF_procedure | X | - | - | - | - | - | - | - | - | - | - | V1.0 | V1.1 | V1.1 | V1.1 | V1.1 | V1.1 | V1.1 | V1.1 | V1.1 | V1.1 | V1.1 | V1.1 | V1.1 | V1.1 | V1.1 | V1.1 | X | Stop working after a long period (4 months)
GET_3X | EF | - | X | - | - | - | - | - | - | - | - | - | V1.0 | V1.0 | V1.0 | V1.0 | V1.0 | V1.0 | V1.0 | V1.0 | V1.0 | V1.0 | V1.0 | V1.0 | V1.0 | V1.0 | V1.0 | V1.0 | -
GET_4X | EF | X | X | X | - | - | X | X | - | - | - | - | V1.0 | V1.0 | V1.0 | V1.0 | V1.0 | V1.1 | V1.1 | V1.1 | V1.1 | V1.1 | V1.1 | V1.1 | V1.1 | V1.1 | V1.1 | V1.1 | X | Test boundary issues, Usable for all platforms
GET_BIT | EF | X | X | X | - | X | X | X | - | - | - | - | V1.0 | V1.0 | V1.0 | V1.0 | V1.0 | V1.0 | V1.0 | V1.0 | V1.0 | V1.0 | V1.0 | V1.0 | V1.0 | V1.0 | V1.0 | V1.0 | -
GET_PL7_REGISTER_255 | EF_procedure | X | - | - | - | - | - | - | - | - | - | - | V1.0 | V1.0 | V1.0 | V1.0 | V1.0 | V1.0 | V1.0 | V1.0 | V1.0 | V1.0 | V1.0 | V1.0 | V1.0 | V1.0 | V1.0 | V1.0 | -
GET_PL7_REGISTER_32 | EF_procedure | X | - | - | - | - | - | - | - | - | - | - | V1.0 | V1.0 | V1.0 | V1.0 | V1.0 | V1.0 | V1.0 | V1.0 | V1.0 | V1.0 | V1.0 | V1.0 | V1.0 | V1.0 | V1.0 | V1.0 | -
HIGH_INT | EF | X | X | X | - | X | X | X | - | - | - | - | V1.0 | V1.0 | V1.0 | V1.0 | V1.0 | V1.0 | V1.0 | V1.0 | V1.0 | V1.0 | V1.0 | V1.0 | V1.0 | V1.0 | V1.0 | V1.0 | -
IEC_BMDI | EF_procedure | - | X | - | - | - | - | - | - | - | - | - | V1.0 | V1.0 | V1.0 | V1.0 | V1.0 | V1.0 | V1.0 | V1.0 | V1.0 | V1.0 | V1.0 | V1.0 | V1.0 | V1.0 | V1.0 | V1.0 | -
IEC_BMDI_M | EF_procedure | - | - | - | - | - | X | [17 empty] | V1.0 | V1.0 | V1.1 | V1.1 | X
LIFO | EFB | X | X | X | - | X | X | X | - | - | - | - | V1.0 | V1.0 | V1.0 | V1.0 | V1.0 | V1.0 | V1.0 | V1.0 | V1.0 | V1.0 | V1.0 | V1.0 | V1.0 | V1.0 | V1.0 | V1.0 | -
LOW_INT | EF | X | X | X | - | X | X | X | - | - | - | - | V1.0 | V1.0 | V1.0 | V1.0 | V1.0 | V1.0 | V1.0 | V1.0 | V1.0 | V1.0 | V1.0 | V1.0 | V1.0 | V1.0 | V1.0 | V1.0 | -
MUX_DINTARR_125 | EF | X | X | X | - | X | X | X | ? | ? | ? | ? | V1.0 | V1.0 | V1.0 | V1.0 | V1.0 | V1.0 | V1.0 | V1.0 | V1.0 | V1.0 | V1.0 | V1.0 | V1.0 | V1.0 | V1.0 | V1.0 | -
NOT_ARDINT | EF | X | X | X | - | X | X | X | - | - | - | - | V1.0 | V1.0 | V1.0 | V1.0 | V1.0 | V1.0 | V1.0 | V1.0 | V1.0 | V1.0 | V1.0 | V1.0 | V1.0 | V1.0 | V1.0 | V1.0 | -
NOT_ARINT | EF | X | X | X | - | X | X | X | - | - | - | - | V1.0 | V1.0 | V1.0 | V1.0 | V1.0 | V1.0 | V1.0 | V1.0 | V1.0 | V1.0 | V1.0 | V1.0 | V1.0 | V1.0 | V1.0 | V1.0 | -
NOT_DINT | EF | X | X | X | - | X | X | X | - | - | - | - | V1.0 | V1.0 | V1.0 | V1.0 | V1.0 | V1.0 | V1.0 | V1.0 | V1.0 | V1.0 | V1.0 | V1.0 | V1.0 | V1.0 | V1.0 | V1.0 | -
NOT_INT | EF | X | X | X | - | X | X | X | - | - | - | - | V1.0 | V1.0 | V1.0 | V1.0 | V1.0 | V1.0 | V1.0 | V1.0 | V1.0 | V1.0 | V1.0 | V1.0 | V1.0 | V1.0 | V1.0 | V1.0 | -
OR_ARDINT | EF | X | X | X | - | X | X | X | - | - | - | - | V1.0 | V1.0 | V1.0 | V1.0 | V1.0 | V1.0 | V1.0 | V1.0 | V1.0 | V1.0 | V1.0 | V1.0 | V1.0 | V1.0 | V1.0 | V1.0 | -
OR_ARDINT_DINT | EF | X | X | X | - | X | X | X | - | - | - | - | V1.0 | V1.0 | V1.0 | V1.0 | V1.0 | V1.0 | V1.0 | V1.0 | V1.0 | V1.0 | V1.0 | V1.0 | V1.0 | V1.0 | V1.0 | V1.0 | -
OR_ARINT | EF | X | X | X | - | X | X | X | - | - | - | - | V1.0 | V1.0 | V1.0 | V1.0 | V1.0 | V1.0 | V1.0 | V1.0 | V1.0 | V1.0 | V1.0 | V1.0 | V1.0 | V1.0 | V1.0 | V1.0 | -
OR_ARINT_INT | EF | X | X | X | - | X | X | X | - | - | - | - | V1.0 | V1.0 | V1.0 | V1.0 | V1.0 | V1.0 | V1.0 | V1.0 | V1.0 | V1.0 | V1.0 | V1.0 | V1.0 | V1.0 | V1.0 | V1.0 | -
OR_DINT | EF | X | X | X | - | X | X | X | - | - | - | - | V1.0 | V1.0 | V1.0 | V1.0 | V1.0 | V1.0 | V1.0 | V1.0 | V1.0 | V1.0 | V1.0 | V1.0 | V1.0 | V1.0 | V1.0 | V1.0 | -
OR_INT | EF | X | X | X | - | X | X | X | - | - | - | - | V1.0 | V1.0 | V1.0 | V1.0 | V1.0 | V1.0 | V1.0 | V1.0 | V1.0 | V1.0 | V1.0 | V1.0 | V1.0 | V1.0 | V1.0 | V1.0 | -
PL7_3_TIMER | EFB | X | - | - | - | - | - | - | - | - | - | - | V1.0 | V1.0 | V1.0 | V1.0 | V1.0 | V1.0 | V1.0 | V1.0 | V1.0 | V1.0 | V1.0 | V1.0 | V1.0 | V1.0 | V1.0 | V1.0 | -
PL7_COUNTER | EFB | X | - | - | - | - | - | - | - | - | - | - | V1.0 | V1.0 | V1.0 | V1.0 | V1.0 | V1.0 | V1.0 | V1.0 | V1.0 | V1.0 | V1.0 | V1.0 | V1.0 | V1.0 | V1.0 | V1.0 | -
PL7_DRUM | EFB | X | - | - | - | - | - | - | - | - | - | - | V1.0 | V1.0 | V1.0 | V1.0 | V1.0 | V1.0 | V1.0 | V1.0 | V1.0 | V1.0 | V1.0 | V1.0 | V1.0 | V1.0 | V1.0 | V1.0 | -
PL7_MONOSTABLE | EFB | X | - | - | - | - | - | - | - | - | - | - | V1.0 | V1.0 | V1.0 | V1.0 | V1.0 | V1.0 | V1.0 | V1.0 | V1.0 | V1.0 | V1.0 | V1.0 | V1.0 | V1.0 | V1.0 | V1.0 | -
PL7_REGISTER_255 | EFB | X | - | - | - | - | - | - | - | - | - | - | V1.0 | V1.0 | V1.0 | V1.0 | V1.0 | V1.0 | V1.0 | V1.0 | V1.0 | V1.0 | V1.0 | V1.0 | V1.0 | V1.0 | V1.0 | V1.0 | -
PL7_REGISTER_32 | EFB | X | - | - | - | - | - | - | - | - | - | - | V1.0 | V1.0 | V1.0 | V1.0 | V1.0 | V1.0 | V1.0 | V1.0 | V1.0 | V1.0 | V1.0 | V1.0 | V1.0 | V1.0 | V1.0 | V1.0 | -
PL7_TOF | EFB | X | - | - | - | - | - | - | - | - | - | - | V1.0 | V1.0 | V1.0 | V1.0 | V1.0 | V1.0 | V1.0 | V1.0 | V1.0 | V1.0 | V1.0 | V1.0 | V1.0 | V1.0 | V1.0 | V1.0 | -
PL7_TON | EFB | X | - | - | - | - | - | - | - | - | - | - | V1.0 | V1.0 | V1.0 | V1.0 | V1.0 | V1.0 | V1.0 | V1.0 | V1.0 | V1.0 | V1.0 | V1.0 | V1.0 | V1.0 | V1.0 | V1.0 | -
PL7_TP | EFB | X | - | - | - | - | - | - | - | - | - | - | V1.0 | V1.0 | V1.0 | V1.0 | V1.0 | V1.0 | V1.0 | V1.0 | V1.0 | V1.0 | V1.0 | V1.0 | V1.0 | V1.0 | V1.0 | V1.0 | -
PRESET_PL7_3_TIMER | EF_procedure | X | - | - | - | - | - | - | - | - | - | - | V1.0 | V1.0 | V1.0 | V1.0 | V1.0 | V1.0 | V1.0 | V1.0 | V1.0 | V1.0 | V1.0 | V1.0 | V1.0 | V1.0 | V1.0 | V1.0 | -
PRESET_PL7_COUNTER | EF_procedure | X | - | - | - | - | - | - | - | - | - | - | V1.0 | V1.0 | V1.0 | V1.0 | V1.0 | V1.0 | V1.0 | V1.0 | V1.0 | V1.0 | V1.0 | V1.0 | V1.0 | V1.0 | V1.0 | V1.0 | -
PUT_4X | EF_procedure | X | X | X | - | - | X | X | - | - | - | - | V1.0 | V1.0 | V1.0 | V1.0 | V1.0 | V1.1 | V1.1 | V1.1 | V1.1 | V1.1 | V1.1 | V1.1 | V1.1 | V1.1 | V1.1 | V1.1 | X | Usable for all platforms
PUT_PL7_REGISTER_255 | EF_procedure | X | - | - | - | - | - | - | - | - | - | - | V1.0 | V1.0 | V1.0 | V1.0 | V1.0 | V1.0 | V1.0 | V1.0 | V1.0 | V1.0 | V1.0 | V1.0 | V1.0 | V1.0 | V1.0 | V1.0 | -
PUT_PL7_REGISTER_32 | EF_procedure | X | - | - | - | - | - | - | - | - | - | - | V1.0 | V1.0 | V1.0 | V1.0 | V1.0 | V1.0 | V1.0 | V1.0 | V1.0 | V1.0 | V1.0 | V1.0 | V1.0 | V1.0 | V1.0 | V1.0 | -
R_INT_WORD | EF | X | X | X | - | X | X | X | - | - | - | - | V1.0 | V1.0 | V1.1 | V1.1 | V1.1 | V1.1 | V1.1 | V1.1 | V1.1 | V1.1 | V1.1 | V1.1 | V1.1 | V1.1 | V1.1 | V1.1 | X
R_UINT_WORD | EF | X | X | X | - | X | X | X | - | - | - | - | V1.0 | V1.0 | V1.0 | V1.1 | V1.1 | V1.1 | V1.1 | V1.1 | V1.1 | V1.1 | V1.1 | V1.1 | V1.1 | V1.1 | V1.1 | V1.1 | X | M340 evolution
R2T_DINT | EFB | X | X | X | - | X | X | X | - | - | - | - | V1.0 | V1.0 | V1.0 | V1.0 | V1.0 | V1.0 | V1.0 | V1.0 | V1.0 | V1.0 | V1.0 | V1.0 | V1.0 | V1.0 | V1.0 | V1.0 | -
R2T_INT | EFB | X | X | X | - | X | X | X | - | - | - | - | V1.0 | V1.0 | V1.0 | V1.0 | V1.0 | V1.0 | V1.0 | V1.0 | V1.0 | V1.0 | V1.0 | V1.0 | V1.0 | V1.0 | V1.0 | V1.0 | -
R2T_REAL | EFB | X | X | X | - | X | X | X | - | - | - | - | V1.0 | V1.0 | V1.0 | V1.0 | V1.0 | V1.0 | V1.0 | V1.0 | V1.0 | V1.0 | V1.0 | V1.0 | V1.0 | V1.0 | V1.0 | V1.0 | -
R2T_UDINT | EFB | X | X | X | - | X | X | X | - | - | - | - | V1.0 | V1.0 | V1.0 | V1.0 | V1.0 | V1.0 | V1.0 | V1.0 | V1.0 | V1.0 | V1.0 | V1.0 | V1.0 | V1.0 | V1.0 | V1.0 | -
R2T_UINT | EFB | X | X | X | - | X | X | X | - | - | - | - | V1.0 | V1.0 | V1.0 | V1.0 | V1.0 | V1.0 | V1.0 | V1.0 | V1.0 | V1.0 | V1.0 | V1.0 | V1.0 | V1.0 | V1.0 | V1.0 | -
READ_PCMCIA | EF_procedure | X | X | - | - | - | - | - | - | - | - | - | V1.0 | V1.0 | V1.0 | V1.0 | V1.0 | V1.0 | V1.0 | V1.0 | V1.0 | V1.0 | V1.0 | V1.0 | V1.0 | V1.0 | V1.0 | V1.0 | -
RESET_PL7_COUNTER | EF_procedure | X | - | - | - | - | - | - | - | - | - | - | V1.0 | V1.0 | V1.0 | V1.0 | V1.0 | V1.0 | V1.0 | V1.0 | V1.0 | V1.0 | V1.0 | V1.0 | V1.0 | V1.0 | V1.0 | V1.0 | -
RESET_PL7_DRUM | EF_procedure | X | - | - | - | - | - | - | - | - | - | - | V1.0 | V1.0 | V1.0 | V1.0 | V1.0 | V1.0 | V1.0 | V1.0 | V1.0 | V1.0 | V1.0 | V1.0 | V1.0 | V1.0 | V1.0 | V1.0 | -
RESET_PL7_REGISTER_255 | EF_procedure | X | - | - | - | - | - | - | - | - | - | - | V1.0 | V1.0 | V1.0 | V1.0 | V1.0 | V1.0 | V1.0 | V1.0 | V1.0 | V1.0 | V1.0 | V1.0 | V1.0 | V1.0 | V1.0 | V1.0 | -
RESET_PL7_REGISTER_32 | EF_procedure | X | - | - | - | - | - | - | - | - | - | - | V1.0 | V1.0 | V1.0 | V1.0 | V1.0 | V1.0 | V1.0 | V1.0 | V1.0 | V1.0 | V1.0 | V1.0 | V1.0 | V1.0 | V1.0 | V1.0 | -
ROL_DINT | EF | X | X | X | - | X | X | X | - | - | - | - | V1.0 | V1.0 | V1.0 | V1.0 | V1.0 | V1.0 | V1.0 | V1.0 | V1.0 | V1.0 | V1.0 | V1.0 | V1.0 | V1.0 | V1.0 | V1.0 | -
ROL_INT | EF | X | X | X | - | X | X | X | - | - | - | - | V1.0 | V1.0 | V1.0 | V1.0 | V1.0 | V1.0 | V1.0 | V1.0 | V1.0 | V1.0 | V1.0 | V1.0 | V1.0 | V1.0 | V1.0 | V1.0 | -
ROR_DINT | EF | X | X | X | - | X | X | X | - | - | - | - | V1.0 | V1.0 | V1.0 | V1.0 | V1.0 | V1.0 | V1.0 | V1.0 | V1.0 | V1.0 | V1.0 | V1.0 | V1.0 | V1.0 | V1.0 | V1.0 | -
ROR_INT | EF | X | X | X | - | X | X | X | - | - | - | - | V1.0 | V1.0 | V1.0 | V1.0 | V1.0 | V1.0 | V1.0 | V1.0 | V1.0 | V1.0 | V1.0 | V1.0 | V1.0 | V1.0 | V1.0 | V1.0 | -
ROR1_ARB | EF_procedure | X | X | X | - | X | X | X | - | - | - | - | V1.0 | V1.0 | V1.0 | V1.0 | V1.0 | V1.0 | V1.0 | V1.0 | V1.0 | V1.0 | V1.0 | V1.0 | V1.0 | V1.0 | V1.0 | V1.0 | -
RRTC | EF_procedure | X | - | X | - | X | X | X | - | - | - | - | V1.0 | V1.0 | V1.0 | V1.0 | V1.0 | V1.0 | V1.0 | V1.0 | V1.0 | V1.0 | V1.0 | V1.0 | V1.0 | V1.0 | V1.0 | V1.0 | -
SCOUNT | EF_procedure | X | X | X | - | X | X | X | - | - | - | - | V1.0 | V1.0 | V1.0 | V1.0 | V1.0 | V1.0 | V1.0 | V1.0 | V1.0 | V1.0 | V1.0 | V1.0 | V1.0 | V1.0 | V1.0 | V1.0 | -
SET_BIT | EF | X | X | X | - | X | X | X | - | - | - | - | V1.0 | V1.0 | V1.0 | V1.0 | V1.0 | V1.0 | V1.0 | V1.0 | V1.0 | V1.0 | V1.0 | V1.0 | V1.0 | V1.0 | V1.0 | V1.0 | -
SET_PCMCIA | EF_procedure | X | X | - | - | - | - | - | - | - | - | - | V1.0 | V1.0 | V1.0 | V1.0 | V1.0 | V1.0 | V1.0 | V1.0 | V1.0 | V1.0 | V1.0 | V1.0 | V1.0 | V1.0 | V1.0 | V1.0 | -
SHL_DINT | EF | X | X | X | - | X | X | X | - | - | - | - | V1.0 | V1.0 | V1.0 | V1.0 | V1.0 | V1.0 | V1.0 | V1.0 | V1.0 | V1.0 | V1.0 | V1.0 | V1.0 | V1.0 | V1.0 | V1.0 | -
SHL_INT | EF | X | X | X | - | X | X | X | - | - | - | - | V1.0 | V1.0 | V1.0 | V1.0 | V1.0 | V1.0 | V1.0 | V1.0 | V1.0 | V1.0 | V1.0 | V1.0 | V1.0 | V1.0 | V1.0 | V1.0 | -
SHL_RBIT_DINT | EF_procedure | X | X | X | - | X | X | X | - | - | - | - | V1.0 | V1.0 | V1.0 | V1.0 | V1.0 | V1.0 | V1.0 | V1.0 | V1.0 | V1.0 | V1.0 | V1.0 | V1.0 | V1.0 | V1.0 | V1.0 | -
SHL_RBIT_INT | EF_procedure | X | X | X | - | X | X | X | - | - | - | - | V1.0 | V1.0 | V1.0 | V1.0 | V1.0 | V1.0 | V1.0 | V1.0 | V1.0 | V1.0 | V1.0 | V1.0 | V1.0 | V1.0 | V1.0 | V1.0 | -
SHR_RBIT_DINT | EF_procedure | X | X | X | - | X | X | X | - | - | - | - | V1.0 | V1.0 | V1.0 | V1.0 | V1.0 | V1.0 | V1.0 | V1.0 | V1.0 | V1.0 | V1.0 | V1.0 | V1.0 | V1.0 | V1.0 | V1.0 | -
SHR_RBIT_INT | EF_procedure | X | X | X | - | X | X | X | - | - | - | - | V1.0 | V1.0 | V1.0 | V1.0 | V1.0 | V1.0 | V1.0 | V1.0 | V1.0 | V1.0 | V1.0 | V1.0 | V1.0 | V1.0 | V1.0 | V1.0 | -
SHRZ_DINT | EF | X | X | X | - | X | X | X | - | - | - | - | V1.0 | V1.0 | V1.0 | V1.0 | V1.0 | V1.0 | V1.0 | V1.0 | V1.0 | V1.0 | V1.0 | V1.0 | V1.0 | V1.0 | V1.0 | V1.0 | -
SHRZ_INT | EF | X | X | X | - | X | X | X | - | - | - | - | V1.0 | V1.0 | V1.0 | V1.0 | V1.0 | V1.0 | V1.0 | V1.0 | V1.0 | V1.0 | V1.0 | V1.0 | V1.0 | V1.0 | V1.0 | V1.0 | -
SHRZ_RBIT_DINT | EF_procedure | X | X | X | - | X | X | X | - | - | - | - | V1.0 | V1.0 | V1.0 | V1.0 | V1.0 | V1.0 | V1.0 | V1.0 | V1.0 | V1.0 | V1.0 | V1.0 | V1.0 | V1.0 | V1.0 | V1.0 | -
SHRZ_RBIT_INT | EF_procedure | X | X | X | - | X | X | X | - | - | - | - | V1.0 | V1.0 | V1.0 | V1.0 | V1.0 | V1.0 | V1.0 | V1.0 | V1.0 | V1.0 | V1.0 | V1.0 | V1.0 | V1.0 | V1.0 | V1.0 | -
SRCH | EFB | X | X | X | - | X | X | X | - | - | - | - | V1.0 | V1.0 | V1.0 | V1.0 | V1.0 | V1.0 | V1.0 | V1.0 | V1.0 | V1.0 | V1.0 | V1.0 | V1.0 | V1.0 | V1.0 | V1.0 | -
START_PL7_3_TIMER | EF_procedure | X | - | - | - | - | - | - | - | - | - | - | V1.0 | V1.0 | V1.0 | V1.0 | V1.0 | V1.0 | V1.0 | V1.0 | V1.0 | V1.0 | V1.0 | V1.0 | V1.0 | V1.0 | V1.0 | V1.0 | -
START_PL7_MONOSTABLE | EF_procedure | X | - | - | - | - | - | - | - | - | - | - | V1.0 | V1.0 | V1.0 | V1.0 | V1.0 | V1.0 | V1.0 | V1.0 | V1.0 | V1.0 | V1.0 | V1.0 | V1.0 | V1.0 | V1.0 | V1.0 | -
START_PL7_TOF | EF_procedure | X | - | - | - | - | - | - | - | - | - | - | V1.0 | V1.0 | V1.0 | V1.0 | V1.0 | V1.0 | V1.0 | V1.0 | V1.0 | V1.0 | V1.0 | V1.0 | V1.0 | V1.0 | V1.0 | V1.0 | -
START_PL7_TON | EF_procedure | X | - | - | - | - | - | - | - | - | - | - | V1.0 | V1.0 | V1.0 | V1.0 | V1.0 | V1.0 | V1.0 | V1.0 | V1.0 | V1.0 | V1.0 | V1.0 | V1.0 | V1.0 | V1.0 | V1.0 | -
START_PL7_TP | EF_procedure | X | - | - | - | - | - | - | - | - | - | - | V1.0 | V1.0 | V1.0 | V1.0 | V1.0 | V1.0 | V1.0 | V1.0 | V1.0 | V1.0 | V1.0 | V1.0 | V1.0 | V1.0 | V1.0 | V1.0 | -
STOP_PL7_3_TIMER | EF_procedure | X | - | - | - | - | - | - | - | - | - | - | V1.0 | V1.0 | V1.0 | V1.0 | V1.0 | V1.0 | V1.0 | V1.0 | V1.0 | V1.0 | V1.0 | V1.0 | V1.0 | V1.0 | V1.0 | V1.0 | -
STR_ROUND | EF_procedure | X | X | X | - | X | X | X | - | - | - | - | V1.0 | V1.0 | V1.0 | V1.0 | V1.0 | V1.0 | V1.0 | V1.0 | V1.0 | V1.0 | V1.0 | V1.0 | V1.0 | V1.0 | V1.0 | V1.0 | -
SUB_DT_PL7 | EF | X | - | X | - | - | X | X | - | - | - | - | V1.0 | V1.0 | V1.0 | V1.0 | V1.0 | V1.0 | V1.0 | V1.0 | V1.0 | V1.0 | V1.0 | V1.0 | V1.0 | V1.0 | V1.0 | V1.0 | -
SUB_TOD_PL7 | EF | X | - | X | - | - | X | X | - | - | - | - | V1.0 | V1.0 | V1.0 | V1.0 | V1.0 | V1.0 | V1.0 | V1.0 | V1.0 | V1.0 | V1.0 | V1.0 | V1.0 | V1.0 | V1.0 | V1.0 | -
SYSSTATE | EFB | X | X | X | - | X | X | X | - | - | - | - | V1.0 | V1.0 | V1.0 | V1.0 | V1.0 | V1.0 | V1.0 | V1.0 | V1.0 | V1.0 | V1.0 | V1.0 | V1.0 | V1.0 | V1.0 | V1.0 | -
T2T | EFB | X | X | X | - | X | X | X | - | - | - | - | V1.0 | V1.0 | V1.0 | V1.0 | V1.0 | V1.0 | V1.0 | V1.0 | V1.0 | V1.0 | V1.0 | V1.0 | V1.0 | V1.0 | V1.0 | V1.0 | -
TIME_DINT_TO_STRING | EF | X | - | X | - | - | X | X | - | - | - | - | V1.0 | V1.0 | V1.0 | V1.0 | V1.0 | V1.0 | V1.0 | V1.0 | V1.0 | V1.0 | V1.0 | V1.0 | V1.0 | V1.0 | V1.0 | V1.0 | -
TOD_DINT_TO_STRING | EF | X | - | X | - | - | X | X | - | - | - | - | V1.0 | V1.0 | V1.0 | V1.1 | V1.1 | V1.1 | V1.1 | V1.1 | V1.1 | V1.1 | V1.1 | V1.1 | V1.1 | V1.1 | V1.1 | V1.1 | X | M340 evolution
TRANS_TIME | EF | X | - | X | - | X | X | X | - | - | - | - | V1.0 | V1.0 | V1.0 | V1.0 | V1.0 | V1.0 | V1.0 | V1.0 | V1.0 | V1.0 | V1.0 | V1.0 | V1.0 | V1.0 | V1.0 | V1.0 | -
UP_PL7_COUNTER | EF_procedure | X | - | - | - | - | - | - | - | - | - | - | V1.0 | V1.0 | V1.0 | V1.0 | V1.0 | V1.0 | V1.0 | V1.0 | V1.0 | V1.0 | V1.0 | V1.0 | V1.0 | V1.0 | V1.0 | V1.0 | -
UP_PL7_DRUM | EF_procedure | X | - | - | - | - | - | - | - | - | - | - | V1.0 | V1.0 | V1.0 | V1.0 | V1.0 | V1.0 | V1.0 | V1.0 | V1.0 | V1.0 | V1.0 | V1.0 | V1.0 | V1.0 | V1.0 | V1.0 | -
W_INT_REAL | EF | X | X | X | - | X | X | X | - | - | - | - | V1.0 | V1.0 | V1.0 | V1.0 | V1.0 | V1.0 | V1.0 | V1.0 | V1.0 | V1.0 | V1.0 | V1.0 | V1.0 | V1.0 | V1.0 | V1.0 | -
W_UINT_REAL | EF | X | X | X | - | X | X | X | - | - | - | - | V1.0 | V1.0 | V1.0 | V1.0 | V1.0 | V1.0 | V1.0 | V1.0 | V1.0 | V1.0 | V1.0 | V1.0 | V1.0 | V1.0 | V1.0 | V1.0 | -
WRITE_PCMCIA | EF_procedure | X | X | - | - | - | - | - | - | - | - | - | V1.0 | V1.0 | V1.0 | V1.0 | V1.0 | V1.0 | V1.0 | V1.0 | V1.0 | V1.0 | V1.0 | V1.0 | V1.0 | V1.0 | V1.0 | V1.0 | -
WRTC | EF_procedure | X | - | X | - | X | X | X | - | - | - | - | V1.0 | V1.0 | V1.0 | V1.0 | V1.0 | V1.0 | V1.0 | V1.0 | V1.0 | V1.0 | V1.0 | V1.0 | V1.0 | V1.0 | V1.0 | V1.0 | -
XOR_ARDINT | EF | X | X | X | - | X | X | X | - | - | - | - | V1.0 | V1.0 | V1.0 | V1.0 | V1.0 | V1.0 | V1.0 | V1.0 | V1.0 | V1.0 | V1.0 | V1.0 | V1.0 | V1.0 | V1.0 | V1.0 | -
XOR_ARDINT_DINT | EF | X | X | X | - | X | X | X | - | - | - | - | V1.0 | V1.0 | V1.0 | V1.0 | V1.0 | V1.0 | V1.0 | V1.0 | V1.0 | V1.0 | V1.0 | V1.0 | V1.0 | V1.0 | V1.0 | V1.0 | -
XOR_ARINT | EF | X | X | X | - | X | X | X | - | - | - | - | V1.0 | V1.0 | V1.0 | V1.0 | V1.0 | V1.0 | V1.0 | V1.0 | V1.0 | V1.0 | V1.0 | V1.0 | V1.0 | V1.0 | V1.0 | V1.0 | -
XOR_ARINT_INT | EF | X | X | X | - | X | X | X | - | - | - | - | V1.0 | V1.0 | V1.0 | V1.0 | V1.0 | V1.0 | V1.0 | V1.0 | V1.0 | V1.0 | V1.0 | V1.0 | V1.0 | V1.0 | V1.0 | V1.0 | -
XOR_DINT | EF | X | X | X | - | X | X | X | - | - | - | - | V1.0 | V1.0 | V1.0 | V1.0 | V1.0 | V1.0 | V1.0 | V1.0 | V1.0 | V1.0 | V1.0 | V1.0 | V1.0 | V1.0 | V1.0 | V1.0 | -
XOR_INT | EF | X | X | X | - | X | X | X | - | - | - | - | V1.0 | V1.0 | V1.0 | V1.0 | V1.0 | V1.0 | V1.0 | V1.0 | V1.0 | V1.0 | V1.0 | V1.0 | V1.0 | V1.0 | V1.0 | V1.0 | -
-
LIBRARY->Safety | [7 empty] | - | - | - | - | -
FAMILY->Communication | [7 empty] | - | - | - | - | -
FAMILY->Comparison | 54 | [6 empty] | - | - | - | - | - | [16 empty] | -
S_EQ_BOOL | EF | - | - | - | X | - | - | - | - | - | - | - | - | - | - | - | V1.0 | - | V1.0 | - | - | V1.0 | V1.0 | V1.0 | V1.0 | V1.0 | V1.0 | V1.0 | -
S_EQ_BYTE | EF | - | - | - | X | - | - | - | - | - | - | - | - | - | - | - | V1.0 | - | V1.0 | - | - | V1.0 | V1.0 | V1.0 | V1.0 | V1.0 | V1.0 | V1.0 | -
S_EQ_DINT | EF | - | - | - | X | - | - | - | - | - | - | - | - | - | - | - | V1.0 | - | V1.0 | - | - | V1.0 | V1.0 | V1.0 | V1.0 | V1.0 | V1.0 | V1.0 | -
S_EQ_DWORD | EF | - | - | - | X | - | - | - | - | - | - | - | - | - | - | - | V1.0 | - | V1.0 | - | - | V1.0 | V1.0 | V1.0 | V1.0 | V1.0 | V1.0 | V1.0 | -
S_EQ_INT | EF | - | - | - | X | - | - | - | - | - | - | - | - | - | - | - | V1.0 | - | V1.0 | - | - | V1.0 | V1.0 | V1.0 | V1.0 | V1.0 | V1.0 | V1.0 | -
S_EQ_REAL | EF | - | - | - | X | - | - | - | - | - | - | - | - | - | - | - | - | - | V1.0 | - | - | V1.0 | V1.0 | V1.0 | V1.0 | V1.0 | V1.0 | V1.0 | - | Floating point calculation
S_EQ_UDINT | EF | - | - | - | X | - | - | - | - | - | - | - | - | - | - | - | V1.0 | - | V1.0 | - | - | V1.0 | V1.0 | V1.0 | V1.0 | V1.0 | V1.0 | V1.0 | -
S_EQ_UINT | EF | - | - | - | X | - | - | - | - | - | - | - | - | - | - | - | V1.0 | - | V1.0 | - | - | V1.0 | V1.0 | V1.0 | V1.0 | V1.0 | V1.0 | V1.0 | -
S_EQ_WORD | EF | - | - | - | X | - | - | - | - | - | - | - | - | - | - | - | V1.0 | - | V1.0 | - | - | V1.0 | V1.0 | V1.0 | V1.0 | V1.0 | V1.0 | V1.0 | -
S_GE_BOOL | EF | - | - | - | X | - | - | - | - | - | - | - | - | - | - | - | V1.0 | - | V1.0 | - | - | V1.0 | V1.0 | V1.0 | V1.0 | V1.0 | V1.0 | V1.0 | -
S_GE_BYTE | EF | - | - | - | X | - | - | - | - | - | - | - | - | - | - | - | V1.0 | - | V1.0 | - | - | V1.0 | V1.0 | V1.0 | V1.0 | V1.0 | V1.0 | V1.0 | -
S_GE_DINT | EF | - | - | - | X | - | - | - | - | - | - | - | - | - | - | - | V1.0 | - | V1.0 | - | - | V1.0 | V1.0 | V1.0 | V1.0 | V1.0 | V1.0 | V1.0 | -
S_GE_DWORD | EF | - | - | - | X | - | - | - | - | - | - | - | - | - | - | - | V1.0 | - | V1.0 | - | - | V1.0 | V1.0 | V1.0 | V1.0 | V1.0 | V1.0 | V1.0 | -
S_GE_INT | EF | - | - | - | X | - | - | - | - | - | - | - | - | - | - | - | V1.0 | - | V1.0 | - | - | V1.0 | V1.0 | V1.0 | V1.0 | V1.0 | V1.0 | V1.0 | -
S_GE_REAL | EF | - | - | - | X | - | - | - | - | - | - | - | - | - | - | - | - | - | V1.0 | - | - | V1.0 | V1.0 | V1.0 | V1.0 | V1.0 | V1.0 | V1.0 | - | Floating point calculation
S_GE_UDINT | EF | - | - | - | X | - | - | - | - | - | - | - | - | - | - | - | V1.0 | - | V1.0 | - | - | V1.0 | V1.0 | V1.0 | V1.0 | V1.0 | V1.0 | V1.0 | -
S_GE_UINT | EF | - | - | - | X | - | - | - | - | - | - | - | - | - | - | - | V1.0 | - | V1.0 | - | - | V1.0 | V1.0 | V1.0 | V1.0 | V1.0 | V1.0 | V1.0 | -
S_GE_WORD | EF | - | - | - | X | - | - | - | - | - | - | - | - | - | - | - | V1.0 | - | V1.0 | - | - | V1.0 | V1.0 | V1.0 | V1.0 | V1.0 | V1.0 | V1.0 | -
S_GT_BOOL | EF | - | - | - | X | - | - | - | - | - | - | - | - | - | - | - | V1.0 | - | V1.0 | - | - | V1.0 | V1.0 | V1.0 | V1.0 | V1.0 | V1.0 | V1.0 | -
S_GT_BYTE | EF | - | - | - | X | - | - | - | - | - | - | - | - | - | - | - | V1.0 | - | V1.0 | - | - | V1.0 | V1.0 | V1.0 | V1.0 | V1.0 | V1.0 | V1.0 | -
S_GT_DINT | EF | - | - | - | X | - | - | - | - | - | - | - | - | - | - | - | V1.0 | - | V1.0 | - | - | V1.0 | V1.0 | V1.0 | V1.0 | V1.0 | V1.0 | V1.0 | -
S_GT_DWORD | EF | - | - | - | X | - | - | - | - | - | - | - | - | - | - | - | V1.0 | - | V1.0 | - | - | V1.0 | V1.0 | V1.0 | V1.0 | V1.0 | V1.0 | V1.0 | -
S_GT_INT | EF | - | - | - | X | - | - | - | - | - | - | - | - | - | - | - | V1.0 | - | V1.0 | - | - | V1.0 | V1.0 | V1.0 | V1.0 | V1.0 | V1.0 | V1.0 | -
S_GT_REAL | EF | - | - | - | X | - | - | - | - | - | - | - | - | - | - | - | - | - | V1.0 | - | - | V1.0 | V1.0 | V1.0 | V1.0 | V1.0 | V1.0 | V1.0 | - | Floating point calculation
S_GT_UDINT | EF | - | - | - | X | - | - | - | - | - | - | - | - | - | - | - | V1.0 | - | V1.0 | - | - | V1.0 | V1.0 | V1.0 | V1.0 | V1.0 | V1.0 | V1.0 | -
S_GT_UINT | EF | - | - | - | X | - | - | - | - | - | - | - | - | - | - | - | V1.0 | - | V1.0 | - | - | V1.0 | V1.0 | V1.0 | V1.0 | V1.0 | V1.0 | V1.0 | -
S_GT_WORD | EF | - | - | - | X | - | - | - | - | - | - | - | - | - | - | - | V1.0 | - | V1.0 | - | - | V1.0 | V1.0 | V1.0 | V1.0 | V1.0 | V1.0 | V1.0 | -
S_LE_BOOL | EF | - | - | - | X | - | - | - | - | - | - | - | - | - | - | - | V1.0 | - | V1.0 | - | - | V1.0 | V1.0 | V1.0 | V1.0 | V1.0 | V1.0 | V1.0 | -
S_LE_BYTE | EF | - | - | - | X | - | - | - | - | - | - | - | - | - | - | - | V1.0 | - | V1.0 | - | - | V1.0 | V1.0 | V1.0 | V1.0 | V1.0 | V1.0 | V1.0 | -
S_LE_DINT | EF | - | - | - | X | - | - | - | - | - | - | - | - | - | - | - | V1.0 | - | V1.0 | - | - | V1.0 | V1.0 | V1.0 | V1.0 | V1.0 | V1.0 | V1.0 | -
S_LE_DWORD | EF | - | - | - | X | - | - | - | - | - | - | - | - | - | - | - | V1.0 | - | V1.0 | - | - | V1.0 | V1.0 | V1.0 | V1.0 | V1.0 | V1.0 | V1.0 | -
S_LE_INT | EF | - | - | - | X | - | - | - | - | - | - | - | - | - | - | - | V1.0 | - | V1.0 | - | - | V1.0 | V1.0 | V1.0 | V1.0 | V1.0 | V1.0 | V1.0 | -
S_LE_REAL | EF | - | - | - | X | - | - | - | - | - | - | - | - | - | - | - | - | - | V1.0 | - | - | V1.0 | V1.0 | V1.0 | V1.0 | V1.0 | V1.0 | V1.0 | - | Floating point calculation
S_LE_UDINT | EF | - | - | - | X | - | - | - | - | - | - | - | - | - | - | - | V1.0 | - | V1.0 | - | - | V1.0 | V1.0 | V1.0 | V1.0 | V1.0 | V1.0 | V1.0 | -
S_LE_UINT | EF | - | - | - | X | - | - | - | - | - | - | - | - | - | - | - | V1.0 | - | V1.0 | - | - | V1.0 | V1.0 | V1.0 | V1.0 | V1.0 | V1.0 | V1.0 | -
S_LE_WORD | EF | - | - | - | X | - | - | - | - | - | - | - | - | - | - | - | V1.0 | - | V1.0 | - | - | V1.0 | V1.0 | V1.0 | V1.0 | V1.0 | V1.0 | V1.0 | -
S_LT_BOOL | EF | - | - | - | X | - | - | - | - | - | - | - | - | - | - | - | V1.0 | - | V1.0 | - | - | V1.0 | V1.0 | V1.0 | V1.0 | V1.0 | V1.0 | V1.0 | -
S_LT_BYTE | EF | - | - | - | X | - | - | - | - | - | - | - | - | - | - | - | V1.0 | - | V1.0 | - | - | V1.0 | V1.0 | V1.0 | V1.0 | V1.0 | V1.0 | V1.0 | -
S_LT_DINT | EF | - | - | - | X | - | - | - | - | - | - | - | - | - | - | - | V1.0 | - | V1.0 | - | - | V1.0 | V1.0 | V1.0 | V1.0 | V1.0 | V1.0 | V1.0 | -
S_LT_DWORD | EF | - | - | - | X | - | - | - | - | - | - | - | - | - | - | - | V1.0 | - | V1.0 | - | - | V1.0 | V1.0 | V1.0 | V1.0 | V1.0 | V1.0 | V1.0 | -
S_LT_INT | EF | - | - | - | X | - | - | - | - | - | - | - | - | - | - | - | V1.0 | - | V1.0 | - | - | V1.0 | V1.0 | V1.0 | V1.0 | V1.0 | V1.0 | V1.0 | -
S_LT_REAL | EF | - | - | - | X | - | - | - | - | - | - | - | - | - | - | - | - | - | V1.0 | - | - | V1.0 | V1.0 | V1.0 | V1.0 | V1.0 | V1.0 | V1.0 | - | Floating point calculation
S_LT_UDINT | EF | - | - | - | X | - | - | - | - | - | - | - | - | - | - | - | V1.0 | - | V1.0 | - | - | V1.0 | V1.0 | V1.0 | V1.0 | V1.0 | V1.0 | V1.0 | -
S_LT_UINT | EF | - | - | - | X | - | - | - | - | - | - | - | - | - | - | - | V1.0 | - | V1.0 | - | - | V1.0 | V1.0 | V1.0 | V1.0 | V1.0 | V1.0 | V1.0 | -
S_LT_WORD | EF | - | - | - | X | - | - | - | - | - | - | - | - | - | - | - | V1.0 | - | V1.0 | - | - | V1.0 | V1.0 | V1.0 | V1.0 | V1.0 | V1.0 | V1.0 | -
S_NE_BOOL | EF | - | - | - | X | - | - | - | - | - | - | - | - | - | - | - | V1.0 | - | V1.0 | - | - | V1.0 | V1.0 | V1.0 | V1.0 | V1.0 | V1.0 | V1.0 | -
S_NE_BYTE | EF | - | - | - | X | - | - | - | - | - | - | - | - | - | - | - | V1.0 | - | V1.0 | - | - | V1.0 | V1.0 | V1.0 | V1.0 | V1.0 | V1.0 | V1.0 | -
S_NE_DINT | EF | - | - | - | X | - | - | - | - | - | - | - | - | - | - | - | V1.0 | - | V1.0 | - | - | V1.0 | V1.0 | V1.0 | V1.0 | V1.0 | V1.0 | V1.0 | -
S_NE_DWORD | EF | - | - | - | X | - | - | - | - | - | - | - | - | - | - | - | V1.0 | - | V1.0 | - | - | V1.0 | V1.0 | V1.0 | V1.0 | V1.0 | V1.0 | V1.0 | -
S_NE_INT | EF | - | - | - | X | - | - | - | - | - | - | - | - | - | - | - | V1.0 | - | V1.0 | - | - | V1.0 | V1.0 | V1.0 | V1.0 | V1.0 | V1.0 | V1.0 | -
S_NE_REAL | EF | - | - | - | X | - | - | - | - | - | - | - | - | - | - | - | - | - | V1.0 | - | - | V1.0 | V1.0 | V1.0 | V1.0 | V1.0 | V1.0 | V1.0 | - | Floating point calculation
S_NE_UDINT | EF | - | - | - | X | - | - | - | - | - | - | - | - | - | - | - | V1.0 | - | V1.0 | - | - | V1.0 | V1.0 | V1.0 | V1.0 | V1.0 | V1.0 | V1.0 | -
S_NE_UINT | EF | - | - | - | X | - | - | - | - | - | - | - | - | - | - | - | V1.0 | - | V1.0 | - | - | V1.0 | V1.0 | V1.0 | V1.0 | V1.0 | V1.0 | V1.0 | -
S_NE_WORD | EF | - | - | - | X | - | - | - | - | - | - | - | - | - | - | - | V1.0 | - | V1.0 | - | - | V1.0 | V1.0 | V1.0 | V1.0 | V1.0 | V1.0 | V1.0 | -
FAMILY->High_Availability | 12 | [6 empty] | - | - | - | - | - | [16 empty] | -
S_AIN | EFB | - | - | - | X | - | - | - | - | - | - | - | - | - | - | - | V1.0 | - | V1.0 | - | - | [5 empty] | V1.0 | V1.0 | -
S_AISIL2 | EFB | - | - | - | X | - | - | - | - | - | - | - | - | - | - | - | V1.0 | - | V1.0 | - | - | [5 empty] | V1.0 | V1.0 | -
S_DIN | EFB | - | - | - | X | - | - | - | - | - | - | - | - | - | - | - | V1.0 | - | V1.0 | - | - | [5 empty] | V1.0 | V1.0 | -
S_DISIL2 | EFB | - | - | - | X | - | - | - | - | - | - | - | - | - | - | - | V1.0 | - | V1.0 | - | - | [5 empty] | V1.0 | V1.0 | -
S_DOIN | EFB | - | - | - | X | - | - | - | - | - | - | - | - | - | - | - | V1.0 | - | V1.0 | - | - | [5 empty] | V1.0 | V1.0 | -
x | EFB | - | - | - | X | - | - | - | - | - | - | - | - | - | - | - | V1.0 | - | V1.0 | - | - | [5 empty] | V1.0 | V1.0 |  | MA : ???
x | EFB | - | - | - | X | - | - | - | - | - | - | - | - | - | - | - | V1.0 | - | V1.0 | - | - | [5 empty] | V1.0 | V1.0 |  | MA : ???
x | EFB | - | - | - | X | - | - | - | - | - | - | - | - | - | - | - | V1.0 | - | V1.0 | - | - | [5 empty] | V1.0 | V1.0 |  | MA : ???
x | EFB | - | - | - | X | - | - | - | - | - | - | - | - | - | - | - | V1.0 | - | V1.0 | - | - | [5 empty] | V1.0 | V1.0 |  | MA : ???
x | EFB | - | - | - | X | - | - | - | - | - | - | - | - | - | - | - | V1.0 | - | V1.0 | - | - | [5 empty] | V1.0 | V1.0 |  | MA : ???
x | EFB | - | - | - | X | - | - | - | - | - | - | - | - | - | - | - | V1.0 | - | V1.0 | - | - | [5 empty] | V1.0 | V1.0 |  | MA : ???
x | EFB | - | - | - | X | - | - | - | - | - | - | - | - | - | - | - | V1.0 | - | V1.0 | - | - | [5 empty] | V1.0 | V1.0 |  | MA : ???
FAMILY->Hot_Standby | 1 | [6 empty] | - | - | - | - | - | [16 empty] | -
S_HSBY_SWAP | EFB | - | - | - | X | - | - | - | - | - | - | - | - | - | - | - | V1.0 |  | V1.0 | [7 empty] | V1.0 | V1.0 | -
FAMILY->Logic | 36 | [6 empty] | - | - | - | - | - | [16 empty] | -
S_AND_BOOL | EF | - | - | - | X | - | - | - | - | - | - | - | - | - | - | - | V1.0 | - | V1.0 | - | - | [5 empty] | V1.0 | V1.0 | -
S_AND_BYTE | EF | - | - | - | X | - | - | - | - | - | - | - | - | - | - | - | V1.0 | - | V1.0 | - | - | [5 empty] | V1.0 | V1.0 | -
S_AND_DWORD | EF | - | - | - | X | - | - | - | - | - | - | - | - | - | - | - | V1.0 | - | V1.0 | - | - | [5 empty] | V1.0 | V1.0 | -
S_AND_WORD | EF | - | - | - | X | - | - | - | - | - | - | - | - | - | - | - | V1.0 | - | V1.0 | - | - | [5 empty] | V1.0 | V1.0 | -
S_F_TRIG | EFB | - | - | - | X | - | - | - | - | - | - | - | - | - | - | - | V1.0 | - | V1.0 | - | - | [5 empty] | V1.0 | V1.0 | -
S_NOT_BOOL | EF | - | - | - | X | - | - | - | - | - | - | - | - | - | - | - | V1.0 | - | V1.0 | - | - | [5 empty] | V1.0 | V1.0 | -
S_NOT_BYTE | EF | - | - | - | X | - | - | - | - | - | - | - | - | - | - | - | V1.0 | - | V1.0 | - | - | [5 empty] | V1.0 | V1.0 | -
S_NOT_DWORD | EF | - | - | - | X | - | - | - | - | - | - | - | - | - | - | - | V1.0 | - | V1.0 | - | - | [5 empty] | V1.0 | V1.0 | -
S_NOT_WORD | EF | - | - | - | X | - | - | - | - | - | - | - | - | - | - | - | V1.0 | - | V1.0 | - | - | [5 empty] | V1.0 | V1.0 | -
S_OR_BOOL | EF | - | - | - | X | - | - | - | - | - | - | - | - | - | - | - | V1.0 | - | V1.0 | - | - | [5 empty] | V1.0 | V1.0 | -
S_OR_BYTE | EF | - | - | - | X | - | - | - | - | - | - | - | - | - | - | - | V1.0 | - | V1.0 | - | - | [5 empty] | V1.0 | V1.0 | -
S_OR_DWORD | EF | - | - | - | X | - | - | - | - | - | - | - | - | - | - | - | V1.0 | - | V1.0 | - | - | [5 empty] | V1.0 | V1.0 | -
S_OR_WORD | EF | - | - | - | X | - | - | - | - | - | - | - | - | - | - | - | V1.0 | - | V1.0 | - | - | [5 empty] | V1.0 | V1.0 | -
S_R_TRIG | EFB | - | - | - | X | - | - | - | - | - | - | - | - | - | - | - | V1.0 | - | V1.0 | - | - | [5 empty] | V1.0 | V1.0 | -
S_ROL_BOOL | EF | - | - | - | X | - | - | - | - | - | - | - | - | - | - | - | V1.0 | - | V1.0 | - | - | [5 empty] | V1.0 | V1.0 | -
S_ROL_BYTE | EF | - | - | - | X | - | - | - | - | - | - | - | - | - | - | - | V1.0 | - | V1.0 | - | - | [5 empty] | V1.0 | V1.0 | -
S_ROL_DWORD | EF | - | - | - | X | - | - | - | - | - | - | - | - | - | - | - | V1.0 | - | V1.0 | - | - | [5 empty] | V1.0 | V1.0 | -
S_ROL_WORD | EF | - | - | - | X | - | - | - | - | - | - | - | - | - | - | - | V1.0 | - | V1.0 | - | - | [5 empty] | V1.0 | V1.0 | -
S_ROR_BOOL | EF | - | - | - | X | - | - | - | - | - | - | - | - | - | - | - | V1.0 | - | V1.0 | - | - | [5 empty] | V1.0 | V1.0 | -
S_ROR_BYTE | EF | - | - | - | X | - | - | - | - | - | - | - | - | - | - | - | V1.0 | - | V1.0 | - | - | [5 empty] | V1.0 | V1.0 | -
S_ROR_DWORD | EF | - | - | - | X | - | - | - | - | - | - | - | - | - | - | - | V1.0 | - | V1.0 | - | - | [5 empty] | V1.0 | V1.0 | -
S_ROR_WORD | EF | - | - | - | X | - | - | - | - | - | - | - | - | - | - | - | V1.0 | - | V1.0 | - | - | [5 empty] | V1.0 | V1.0 | -
S_RS | EFB | - | - | - | X | - | - | - | - | - | - | - | - | - | - | - | V1.0 | - | V1.0 | - | - | [5 empty] | V1.0 | V1.0 | -
S_SHL_BOOL | EF | - | - | - | X | - | - | - | - | - | - | - | - | - | - | - | V1.0 | - | V1.0 | - | - | [5 empty] | V1.0 | V1.0 | -
S_SHL_BYTE | EF | - | - | - | X | - | - | - | - | - | - | - | - | - | - | - | V1.0 | - | V1.0 | - | - | [5 empty] | V1.0 | V1.0 | -
S_SHL_DWORD | EF | - | - | - | X | - | - | - | - | - | - | - | - | - | - | - | V1.0 | - | V1.0 | - | - | [5 empty] | V1.0 | V1.0 | -
S_SHL_WORD | EF | - | - | - | X | - | - | - | - | - | - | - | - | - | - | - | V1.0 | - | V1.0 | - | - | [5 empty] | V1.0 | V1.0 | -
S_SHR_BOOL | EF | - | - | - | X | - | - | - | - | - | - | - | - | - | - | - | V1.0 | - | V1.0 | - | - | [5 empty] | V1.0 | V1.0 | -
S_SHR_BYTE | EF | - | - | - | X | - | - | - | - | - | - | - | - | - | - | - | V1.0 | - | V1.0 | - | - | [5 empty] | V1.0 | V1.0 | -
S_SHR_DWORD | EF | - | - | - | X | - | - | - | - | - | - | - | - | - | - | - | V1.0 | - | V1.0 | - | - | [5 empty] | V1.0 | V1.0 | -
S_SHR_WORD | EF | - | - | - | X | - | - | - | - | - | - | - | - | - | - | - | V1.0 | - | V1.0 | - | - | [5 empty] | V1.0 | V1.0 | -
S_SR | EFB | - | - | - | X | - | - | - | - | - | - | - | - | - | - | - | V1.0 | - | V1.0 | - | - | [5 empty] | V1.0 | V1.0 | -
S_XOR_BOOL | EF | - | - | - | X | - | - | - | - | - | - | - | - | - | - | - | V1.0 | - | V1.0 | - | - | [5 empty] | V1.0 | V1.0 | -
S_XOR_BYTE | EF | - | - | - | X | - | - | - | - | - | - | - | - | - | - | - | V1.0 | - | V1.0 | - | - | [5 empty] | V1.0 | V1.0 | -
S_XOR_DWORD | EF | - | - | - | X | - | - | - | - | - | - | - | - | - | - | - | V1.0 | - | V1.0 | - | - | [5 empty] | V1.0 | V1.0 | -
S_XOR_WORD | EF | - | - | - | X | - | - | - | - | - | - | - | - | - | - | - | V1.0 | - | V1.0 | - | - | [5 empty] | V1.0 | V1.0 | -
FAMILY->Mathematics | 39 | [6 empty] | - | - | - | - | - | [16 empty] | -
S_ABS_DINT | EF | - | - | - | X | - | - | - | - | - | - | - | - | - | - | - | V1.0 | - | V1.0 | - | - | [5 empty] | V1.0 | V1.0 | -
S_ABS_INT | EF | - | - | - | X | - | - | - | - | - | - | - | - | - | - | - | V1.0 | - | V1.0 | - | - | [5 empty] | V1.0 | V1.0 | -
S_ABS_REAL | EF | - | - | - | X | - | - | - | - | - | - | - | - | - | - | - | - | - | V1.0 | - | - | [5 empty] | V1.0 | V1.0 | - | Floating point calculation
S_ABS_UDINT | EF | - | - | - | X | - | - | - | - | - | - | - | - | - | - | - | V1.0 | - | V1.0 | - | - | [5 empty] | V1.0 | V1.0 | -
S_ABS_UINT | EF | - | - | - | X | - | - | - | - | - | - | - | - | - | - | - | V1.0 | - | V1.0 | - | - | [5 empty] | V1.0 | V1.0 | -
S_ADD_DINT | EF | - | - | - | X | - | - | - | - | - | - | - | - | - | - | - | V1.0 | - | V1.0 | - | - | [5 empty] | V1.0 | V1.0 | -
S_ADD_INT | EF | - | - | - | X | - | - | - | - | - | - | - | - | - | - | - | V1.0 | - | V1.0 | - | - | [5 empty] | V1.0 | V1.0 | -
S_ADD_REAL | EF | - | - | - | X | - | - | - | - | - | - | - | - | - | - | - | - | - | V1.0 | - | - | [5 empty] | V1.0 | V1.0 | - | Floating point calculation
S_ADD_UDINT | EF | - | - | - | X | - | - | - | - | - | - | - | - | - | - | - | V1.0 | - | V1.0 | - | - | [5 empty] | V1.0 | V1.0 | -
S_ADD_UINT | EF | - | - | - | X | - | - | - | - | - | - | - | - | - | - | - | V1.0 | - | V1.0 | - | - | [5 empty] | V1.0 | V1.0 | -
S_DIV_DINT | EF | - | - | - | X | - | - | - | - | - | - | - | - | - | - | - | V1.0 | - | V1.0 | - | - | [5 empty] | V1.0 | V1.0 | -
S_DIV_INT | EF | - | - | - | X | - | - | - | - | - | - | - | - | - | - | - | V1.0 | - | V1.0 | - | - | [5 empty] | V1.0 | V1.0 | -
S_DIV_REAL | EF | - | - | - | X | - | - | - | - | - | - | - | - | - | - | - | - | - | V1.0 | - | - | [5 empty] | V1.0 | V1.0 | - | Floating point calculation
S_DIV_UDINT | EF | - | - | - | X | - | - | - | - | - | - | - | - | - | - | - | V1.0 | - | V1.0 | - | - | [5 empty] | V1.0 | V1.0 | -
S_DIV_UINT | EF | - | - | - | X | - | - | - | - | - | - | - | - | - | - | - | V1.0 | - | V1.0 | - | - | [5 empty] | V1.0 | V1.0 | -
S_MOVE | EF | - | - | - | X | - | - | - | - | - | - | - | - | - | - | - | V1.0 | - | V1.0 | - | - | [5 empty] | V1.0 | V1.0 | -
S_MUL_DINT | EF | - | - | - | X | - | - | - | - | - | - | - | - | - | - | - | V1.0 | - | V1.0 | - | - | [5 empty] | V1.0 | V1.0 | -
S_MUL_INT | EF | - | - | - | X | - | - | - | - | - | - | - | - | - | - | - | V1.0 | - | V1.0 | - | - | [5 empty] | V1.0 | V1.0 | -
S_MUL_REAL | EF | - | - | - | X | - | - | - | - | - | - | - | - | - | - | - | - | - | V1.0 | - | - | [5 empty] | V1.0 | V1.0 | - | Floating point calculation
S_MUL_UDINT | EF | - | - | - | X | - | - | - | - | - | - | - | - | - | - | - | V1.0 | - | V1.0 | - | - | [5 empty] | V1.0 | V1.0 | -
S_MUL_UINT | EF | - | - | - | X | - | - | - | - | - | - | - | - | - | - | - | V1.0 | - | V1.0 | - | - | [5 empty] | V1.0 | V1.0 | -
S_NEG_DINT | EF | - | - | - | X | - | - | - | - | - | - | - | - | - | - | - | V1.0 | - | V1.0 | - | - | [5 empty] | V1.0 | V1.0 | -
S_NEG_INT | EF | - | - | - | X | - | - | - | - | - | - | - | - | - | - | - | V1.0 | - | V1.0 | - | - | [5 empty] | V1.0 | V1.0 | -
S_NEG_REAL | EF | - | - | - | X | - | - | - | - | - | - | - | - | - | - | - | - | - | V1.0 | - | - | [5 empty] | V1.0 | V1.0 | - | Floating point calculation
S_NEG_UDINT | EF | - | - | - | X | - | - | - | - | - | - | - | - | - | - | - | V1.0 | - | V1.0 | - | - | [5 empty] | V1.0 | V1.0 | -
S_NEG_UINT | EF | - | - | - | X | - | - | - | - | - | - | - | - | - | - | - | V1.0 | - | V1.0 | - | - | [5 empty] | V1.0 | V1.0 | -
S_SIGN_DINT | EF | - | - | - | X | - | - | - | - | - | - | - | - | - | - | - | V1.0 | - | V1.0 | - | - | [5 empty] | V1.0 | V1.0 | -
S_SIGN_INT | EF | - | - | - | X | - | - | - | - | - | - | - | - | - | - | - | V1.0 | - | V1.0 | - | - | [5 empty] | V1.0 | V1.0 | -
S_SIGN_REAL | EF | - | - | - | X | - | - | - | - | - | - | - | - | - | - | - | - | - | V1.0 | - | - | [5 empty] | V1.0 | V1.0 | - | Floating point calculation
S_SIGN_UDINT | EF | - | - | - | X | - | - | - | - | - | - | - | - | - | - | - | V1.0 | - | V1.0 | - | - | [5 empty] | V1.0 | V1.0 | -
S_SIGN_UINT | EF | - | - | - | X | - | - | - | - | - | - | - | - | - | - | - | V1.0 | - | V1.0 | - | - | [5 empty] | V1.0 | V1.0 | -
S_SMOVE_BIT | EFB | - | - | - | X | - | - | - | - | - | - | - | - | - | - | - | V1.0 | - | V1.0 | - | - | [5 empty] | V1.0 | V1.0 | -
S_SMOVE_WORD | EFB | - | - | - | X | - | - | - | - | - | - | - | - | - | - | - | V1.0 | - | V1.0 | - | - | [5 empty] | V1.0 | V1.0 | -
S_SQRT_REAL | EF | - | - | - | X | - | - | - | - | - | - | - | - | - | - | - | - | - | V1.0 | - | - | [5 empty] | V1.0 | V1.0 | - | Floating point calculation
S_SUB_DINT | EF | - | - | - | X | - | - | - | - | - | - | - | - | - | - | - | V1.0 | - | V1.0 | - | - | [5 empty] | V1.0 | V1.0 | -
S_SUB_INT | EF | - | - | - | X | - | - | - | - | - | - | - | - | - | - | - | V1.0 | - | V1.0 | - | - | [5 empty] | V1.0 | V1.0 | -
S_SUB_REAL | EF | - | - | - | X | - | - | - | - | - | - | - | - | - | - | - | - | - | V1.0 | - | - | [5 empty] | V1.0 | V1.0 | - | Floating point calculation
S_SUB_UDINT | EF | - | - | - | X | - | - | - | - | - | - | - | - | - | - | - | V1.0 | - | V1.0 | - | - | [5 empty] | V1.0 | V1.0 | -
S_SUB_UINT | EF | - | - | - | X | - | - | - | - | - | - | - | - | - | - | - | V1.0 | - | V1.0 | - | - | [5 empty] | V1.0 | V1.0 | -
FAMILY->Statistical | 29 | [6 empty] | - | - | - | - | - | [16 empty] | -
S_LIMIT_BOOL | EF | - | - | - | X | - | - | - | - | - | - | - | - | - | - | - | V1.0 | - | V1.0 | - | - | [5 empty] | V1.0 | V1.0 | -
S_LIMIT_BYTE | EF | - | - | - | X | - | - | - | - | - | - | - | - | - | - | - | V1.0 | - | V1.0 | - | - | [5 empty] | V1.0 | V1.0 | -
S_LIMIT_DINT | EF | - | - | - | X | - | - | - | - | - | - | - | - | - | - | - | V1.0 | - | V1.0 | - | - | [5 empty] | V1.0 | V1.0 | -
S_LIMIT_DWORD | EF | - | - | - | X | - | - | - | - | - | - | - | - | - | - | - | V1.0 | - | V1.0 | - | - | [5 empty] | V1.0 | V1.0 | -
S_LIMIT_INT | EF | - | - | - | X | - | - | - | - | - | - | - | - | - | - | - | V1.0 | - | V1.0 | - | - | [5 empty] | V1.0 | V1.0 | -
S_LIMIT_UDINT | EF | - | - | - | X | - | - | - | - | - | - | - | - | - | - | - | V1.0 | - | V1.0 | - | - | [5 empty] | V1.0 | V1.0 | -
S_LIMIT_UINT | EF | - | - | - | X | - | - | - | - | - | - | - | - | - | - | - | V1.0 | - | V1.0 | - | - | [5 empty] | V1.0 | V1.0 | -
S_LIMIT_WORD | EF | - | - | - | X | - | - | - | - | - | - | - | - | - | - | - | V1.0 | - | V1.0 | - | - | [5 empty] | V1.0 | V1.0 | -
S_MAX_BOOL | EF | - | - | - | X | - | - | - | - | - | - | - | - | - | - | - | V1.0 | - | V1.0 | - | - | [5 empty] | V1.0 | V1.0 | -
S_MAX_BYTE | EF | - | - | - | X | - | - | - | - | - | - | - | - | - | - | - | V1.0 | - | V1.0 | - | - | [5 empty] | V1.0 | V1.0 | -
S_MAX_DINT | EF | - | - | - | X | - | - | - | - | - | - | - | - | - | - | - | V1.0 | - | V1.0 | - | - | [5 empty] | V1.0 | V1.0 | -
S_MAX_DWORD | EF | - | - | - | X | - | - | - | - | - | - | - | - | - | - | - | V1.0 | - | V1.0 | - | - | [5 empty] | V1.0 | V1.0 | -
S_MAX_INT | EF | - | - | - | X | - | - | - | - | - | - | - | - | - | - | - | V1.0 | - | V1.0 | - | - | [5 empty] | V1.0 | V1.0 | -
S_MAX_UDINT | EF | - | - | - | X | - | - | - | - | - | - | - | - | - | - | - | V1.0 | - | V1.0 | - | - | [5 empty] | V1.0 | V1.0 | -
S_MAX_UINT | EF | - | - | - | X | - | - | - | - | - | - | - | - | - | - | - | V1.0 | - | V1.0 | - | - | [5 empty] | V1.0 | V1.0 | -
S_MAX_WORD | EF | - | - | - | X | - | - | - | - | - | - | - | - | - | - | - | V1.0 | - | V1.0 | - | - | [5 empty] | V1.0 | V1.0 | -
S_MIN_BOOL | EF | - | - | - | X | - | - | - | - | - | - | - | - | - | - | - | V1.0 | - | V1.0 | - | - | [5 empty] | V1.0 | V1.0 | -
S_MIN_BYTE | EF | - | - | - | X | - | - | - | - | - | - | - | - | - | - | - | V1.0 | - | V1.0 | - | - | [5 empty] | V1.0 | V1.0 | -
S_MIN_DINT | EF | - | - | - | X | - | - | - | - | - | - | - | - | - | - | - | V1.0 | - | V1.0 | - | - | [5 empty] | V1.0 | V1.0 | -
S_MIN_DWORD | EF | - | - | - | X | - | - | - | - | - | - | - | - | - | - | - | V1.0 | - | V1.0 | - | - | [5 empty] | V1.0 | V1.0 | -
S_MIN_INT | EF | - | - | - | X | - | - | - | - | - | - | - | - | - | - | - | V1.0 | - | V1.0 | - | - | [5 empty] | V1.0 | V1.0 | -
S_MIN_UDINT | EF | - | - | - | X | - | - | - | - | - | - | - | - | - | - | - | V1.0 | - | V1.0 | - | - | [5 empty] | V1.0 | V1.0 | -
S_MIN_UINT | EF | - | - | - | X | - | - | - | - | - | - | - | - | - | - | - | V1.0 | - | V1.0 | - | - | [5 empty] | V1.0 | V1.0 | -
S_MIN_WORD | EF | - | - | - | X | - | - | - | - | - | - | - | - | - | - | - | V1.0 | - | V1.0 | - | - | [5 empty] | V1.0 | V1.0 | -
S_MUX_DINT | EF | - | - | - | X | - | - | - | - | - | - | - | - | - | - | - | V1.0 | - | V1.0 | - | - | [5 empty] | V1.0 | V1.0 | -
S_MUX_INT | EF | - | - | - | X | - | - | - | - | - | - | - | - | - | - | - | V1.0 | - | V1.0 | - | - | [5 empty] | V1.0 | V1.0 | -
S_MUX_UDINT | EF | - | - | - | X | - | - | - | - | - | - | - | - | - | - | - | V1.0 | - | V1.0 | - | - | [5 empty] | V1.0 | V1.0 | -
S_MUX_UINT | EF | - | - | - | X | - | - | - | - | - | - | - | - | - | - | - | V1.0 | - | V1.0 | - | - | [5 empty] | V1.0 | V1.0 | -
S_SEL | EF | - | - | - | X | - | - | - | - | - | - | - | - | - | - | - | V1.0 | - | V1.0 | - | - | [5 empty] | V1.0 | V1.0 | -
FAMILY->System | 10 | [6 empty] | - | - | - | - | -
FAMILY->Timers_&_Counters | 15 | [6 empty] | - | - | - | - | - | [16 empty] | -
S_CTD_DINT | EFB | - | - | - | X | - | - | - | - | - | - | - | - | - | - | - | V1.0 | - | V1.0 | - | - | [5 empty] | V1.0 | V1.0 | -
S_CTD_INT | EFB | - | - | - | X | - | - | - | - | - | - | - | - | - | - | - | V1.0 | - | V1.0 | - | - | [5 empty] | V1.0 | V1.0 | -
S_CTD_UDINT | EFB | - | - | - | X | - | - | - | - | - | - | - | - | - | - | - | V1.0 | - | V1.0 | - | - | [5 empty] | V1.0 | V1.0 | -
S_CTD_UINT | EFB | - | - | - | X | - | - | - | - | - | - | - | - | - | - | - | V1.0 | - | V1.0 | - | - | [5 empty] | V1.0 | V1.0 | -
S_CTU_DINT | EFB | - | - | - | X | - | - | - | - | - | - | - | - | - | - | - | V1.0 | - | V1.0 | - | - | [5 empty] | V1.0 | V1.0 | -
S_CTU_INT | EFB | - | - | - | X | - | - | - | - | - | - | - | - | - | - | - | V1.0 | - | V1.0 | - | - | [5 empty] | V1.0 | V1.0 | -
S_CTU_UDINT | EFB | - | - | - | X | - | - | - | - | - | - | - | - | - | - | - | V1.0 | - | V1.0 | - | - | [5 empty] | V1.0 | V1.0 | -
S_CTU_UINT | EFB | - | - | - | X | - | - | - | - | - | - | - | - | - | - | - | V1.0 | - | V1.0 | - | - | [5 empty] | V1.0 | V1.0 | -
S_CTUD_DINT | EFB | - | - | - | X | - | - | - | - | - | - | - | - | - | - | - | V1.0 | - | V1.0 | - | - | [5 empty] | V1.0 | V1.0 | -
S_CTUD_INT | EFB | - | - | - | X | - | - | - | - | - | - | - | - | - | - | - | V1.0 | - | V1.0 | - | - | [5 empty] | V1.0 | V1.0 | -
S_CTUD_UDINT | EFB | - | - | - | X | - | - | - | - | - | - | - | - | - | - | - | V1.0 | - | V1.0 | - | - | [5 empty] | V1.0 | V1.0 | -
S_CTUD_UINT | EFB | - | - | - | X | - | - | - | - | - | - | - | - | - | - | - | V1.0 | - | V1.0 | - | - | [5 empty] | V1.0 | V1.0 | -
S_TOF | EFB | - | - | - | X | - | - | - | - | - | - | - | - | - | - | - | V1.0 | - | V1.0 | - | - | [5 empty] | V1.0 | V1.0 | -
S_TON | EFB | - | - | - | X | - | - | - | - | - | - | - | - | - | - | - | V1.0 | - | V1.0 | - | - | [5 empty] | V1.0 | V1.0 | -
S_TP | EFB | - | - | - | X | - | - | - | - | - | - | - | - | - | - | - | V1.0 | - | V1.0 | - | - | [5 empty] | V1.0 | V1.0 | -
FAMILY->Type_to_type | 66 | [6 empty] | - | - | - | - | - | [16 empty] | -
S_BIT_TO_BYTE | EF | - | - | - | X | - | - | - | - | - | - | - | - | - | - | - | V1.0 | - | V1.0 | - | - | V1.0 | V1.0 | V1.0 | V1.0 | V1.0 | V1.0 | V1.0 | -
S_BIT_TO_WORD | EF | - | - | - | X | - | - | - | - | - | - | - | - | - | - | - | V1.0 | - | V1.0 | - | - | V1.0 | V1.0 | V1.0 | V1.0 | V1.0 | V1.0 | V1.0 | -
S_BOOL_TO_BYTE | EF | - | - | - | X | - | - | - | - | - | - | - | - | - | - | - | V1.0 | - | V1.0 | - | - | V1.0 | V1.0 | V1.0 | V1.0 | V1.0 | V1.0 | V1.0 | -
S_BOOL_TO_DINT | EF | - | - | - | X | - | - | - | - | - | - | - | - | - | - | - | V1.0 | - | V1.0 | - | - | V1.0 | V1.0 | V1.0 | V1.0 | V1.0 | V1.0 | V1.0 | -
S_BOOL_TO_DWORD | EF | - | - | - | X | - | - | - | - | - | - | - | - | - | - | - | V1.0 | - | V1.0 | - | - | V1.0 | V1.0 | V1.0 | V1.0 | V1.0 | V1.0 | V1.0 | -
S_BOOL_TO_INT | EF | - | - | - | X | - | - | - | - | - | - | - | - | - | - | - | V1.0 | - | V1.0 | - | - | V1.0 | V1.0 | V1.0 | V1.0 | V1.0 | V1.0 | V1.0 | -
S_BOOL_TO_UDINT | EF | - | - | - | X | - | - | - | - | - | - | - | - | - | - | - | V1.0 | - | V1.0 | - | - | V1.0 | V1.0 | V1.0 | V1.0 | V1.0 | V1.0 | V1.0 | -
S_BOOL_TO_UINT | EF | - | - | - | X | - | - | - | - | - | - | - | - | - | - | - | V1.0 | - | V1.0 | - | - | V1.0 | V1.0 | V1.0 | V1.0 | V1.0 | V1.0 | V1.0 | -
S_BOOL_TO_WORD | EF | - | - | - | X | - | - | - | - | - | - | - | - | - | - | - | V1.0 | - | V1.0 | - | - | V1.0 | V1.0 | V1.0 | V1.0 | V1.0 | V1.0 | V1.0 | -
S_BYTE_TO_BIT | EF_procedure | - | - | - | X | - | - | - | - | - | - | - | - | - | - | - | V1.0 | - | V1.0 | - | - | V1.0 | V1.0 | V1.0 | V1.0 | V1.0 | V1.0 | V1.0 | -
S_BYTE_TO_BOOL | EF | - | - | - | X | - | - | - | - | - | - | - | - | - | - | - | V1.0 | - | V1.0 | - | - | V1.0 | V1.0 | V1.0 | V1.0 | V1.0 | V1.0 | V1.0 | -
S_BYTE_TO_DINT | EF | - | - | - | X | - | - | - | - | - | - | - | - | - | - | - | V1.0 | - | V1.0 | - | - | V1.0 | V1.0 | V1.0 | V1.0 | V1.0 | V1.0 | V1.0 | -
S_BYTE_TO_DWORD | EF | - | - | - | X | - | - | - | - | - | - | - | - | - | - | - | V1.0 | - | V1.0 | - | - | V1.0 | V1.0 | V1.0 | V1.0 | V1.0 | V1.0 | V1.0 | -
S_BYTE_TO_INT | EF | - | - | - | X | - | - | - | - | - | - | - | - | - | - | - | V1.0 | - | V1.0 | - | - | V1.0 | V1.0 | V1.0 | V1.0 | V1.0 | V1.0 | V1.0 | -
S_BYTE_TO_UDINT | EF | - | - | - | X | - | - | - | - | - | - | - | - | - | - | - | V1.0 | - | V1.0 | - | - | V1.0 | V1.0 | V1.0 | V1.0 | V1.0 | V1.0 | V1.0 | -
S_BYTE_TO_UINT | EF | - | - | - | X | - | - | - | - | - | - | - | - | - | - | - | V1.0 | - | V1.0 | - | - | V1.0 | V1.0 | V1.0 | V1.0 | V1.0 | V1.0 | V1.0 | -
S_BYTE_TO_WORD | EF | - | - | - | X | - | - | - | - | - | - | - | - | - | - | - | V1.0 | - | V1.0 | - | - | V1.0 | V1.0 | V1.0 | V1.0 | V1.0 | V1.0 | V1.0 | -
S_DINT_TO_BOOL | EF | - | - | - | X | - | - | - | - | - | - | - | - | - | - | - | V1.0 | - | V1.0 | - | - | V1.0 | V1.0 | V1.0 | V1.0 | V1.0 | V1.0 | V1.0 | -
S_DINT_TO_BYTE | EF | - | - | - | X | - | - | - | - | - | - | - | - | - | - | - | V1.0 | - | V1.0 | - | - | V1.0 | V1.0 | V1.0 | V1.0 | V1.0 | V1.0 | V1.0 | -
S_DINT_TO_DWORD | EF | - | - | - | X | - | - | - | - | - | - | - | - | - | - | - | V1.0 | - | V1.0 | - | - | V1.0 | V1.0 | V1.0 | V1.0 | V1.0 | V1.0 | V1.0 | -
S_DINT_TO_INT | EF | - | - | - | X | - | - | - | - | - | - | - | - | - | - | - | V1.0 | - | V1.0 | - | - | V1.0 | V1.0 | V1.0 | V1.0 | V1.0 | V1.0 | V1.0 | -
S_DINT_TO_REAL | EF | - | - | - | X | - | - | - | - | - | - | - | - | - | - | - | - | - | V1.0 | - | - | V1.0 | V1.0 | V1.0 | V1.0 | V1.0 | V1.0 | V1.0 | - | Floating point calculation
S_DINT_TO_UDINT | EF | - | - | - | X | - | - | - | - | - | - | - | - | - | - | - | V1.0 | - | V1.0 | - | - | V1.0 | V1.0 | V1.0 | V1.0 | V1.0 | V1.0 | V1.0 | -
S_DINT_TO_UINT | EF | - | - | - | X | - | - | - | - | - | - | - | - | - | - | - | V1.0 | - | V1.0 | - | - | V1.0 | V1.0 | V1.0 | V1.0 | V1.0 | V1.0 | V1.0 | -
S_DINT_TO_WORD | EF | - | - | - | X | - | - | - | - | - | - | - | - | - | - | - | V1.0 | - | V1.0 | - | - | V1.0 | V1.0 | V1.0 | V1.0 | V1.0 | V1.0 | V1.0 | -
S_DWORD_TO_BOOL | EF | - | - | - | X | - | - | - | - | - | - | - | - | - | - | - | V1.0 | - | V1.0 | - | - | V1.0 | V1.0 | V1.0 | V1.0 | V1.0 | V1.0 | V1.0 | -
S_DWORD_TO_BYTE | EF | - | - | - | X | - | - | - | - | - | - | - | - | - | - | - | V1.0 | - | V1.0 | - | - | V1.0 | V1.0 | V1.0 | V1.0 | V1.0 | V1.0 | V1.0 | -
S_DWORD_TO_DINT | EF | - | - | - | X | - | - | - | - | - | - | - | - | - | - | - | V1.0 | - | V1.0 | - | - | V1.0 | V1.0 | V1.0 | V1.0 | V1.0 | V1.0 | V1.0 | -
S_DWORD_TO_INT | EF | - | - | - | X | - | - | - | - | - | - | - | - | - | - | - | V1.0 | - | V1.0 | - | - | V1.0 | V1.0 | V1.0 | V1.0 | V1.0 | V1.0 | V1.0 | -
S_DWORD_TO_UDINT | EF | - | - | - | X | - | - | - | - | - | - | - | - | - | - | - | V1.0 | - | V1.0 | - | - | V1.0 | V1.0 | V1.0 | V1.0 | V1.0 | V1.0 | V1.0 | -
S_DWORD_TO_UINT | EF | - | - | - | X | - | - | - | - | - | - | - | - | - | - | - | V1.0 | - | V1.0 | - | - | V1.0 | V1.0 | V1.0 | V1.0 | V1.0 | V1.0 | V1.0 | -
S_DWORD_TO_WORD | EF | - | - | - | X | - | - | - | - | - | - | - | - | - | - | - | V1.0 | - | V1.0 | - | - | V1.0 | V1.0 | V1.0 | V1.0 | V1.0 | V1.0 | V1.0 | -
S_INT_TO_BOOL | EF | - | - | - | X | - | - | - | - | - | - | - | - | - | - | - | V1.0 | - | V1.0 | - | - | V1.0 | V1.0 | V1.0 | V1.0 | V1.0 | V1.0 | V1.0 | -
S_INT_TO_BYTE | EF | - | - | - | X | - | - | - | - | - | - | - | - | - | - | - | V1.0 | - | V1.0 | - | - | V1.0 | V1.0 | V1.0 | V1.0 | V1.0 | V1.0 | V1.0 | -
S_INT_TO_DINT | EF | - | - | - | X | - | - | - | - | - | - | - | - | - | - | - | V1.0 | - | V1.0 | - | - | V1.0 | V1.0 | V1.0 | V1.0 | V1.0 | V1.0 | V1.0 | -
S_INT_TO_DWORD | EF | - | - | - | X | - | - | - | - | - | - | - | - | - | - | - | V1.0 | - | V1.0 | - | - | V1.0 | V1.0 | V1.0 | V1.0 | V1.0 | V1.0 | V1.0 | -
S_INT_TO_UDINT | EF | - | - | - | X | - | - | - | - | - | - | - | - | - | - | - | V1.0 | - | V1.0 | - | - | V1.0 | V1.0 | V1.0 | V1.0 | V1.0 | V1.0 | V1.0 | -
S_INT_TO_UINT | EF | - | - | - | X | - | - | - | - | - | - | - | - | - | - | - | V1.0 | - | V1.0 | - | - | V1.0 | V1.0 | V1.0 | V1.0 | V1.0 | V1.0 | V1.0 | -
S_INT_TO_WORD | EF | - | - | - | X | - | - | - | - | - | - | - | - | - | - | - | V1.0 | - | V1.0 | - | - | V1.0 | V1.0 | V1.0 | V1.0 | V1.0 | V1.0 | V1.0 | -
S_REAL_TO_DINT | EF | - | - | - | X | - | - | - | - | - | - | - | - | - | - | - | - | - | V1.0 | - | - | V1.0 | V1.0 | V1.0 | V1.0 | V1.0 | V1.0 | V1.0 | - | Floating point calculation
S_REAL_TO_UDINT | EF | - | - | - | X | - | - | - | - | - | - | - | - | - | - | - | - | - | V1.0 | - | - | V1.0 | V1.0 | V1.0 | V1.0 | V1.0 | V1.0 | V1.0 | - | Floating point calculation
S_TIME_TO_UDINT | EF | - | - | - | X | - | - | - | - | - | - | - | - | - | - | - | V1.0 | - | V1.0 | - | - | V1.0 | V1.0 | V1.0 | V1.0 | V1.0 | V1.0 | V1.0 | -
S_UDINT_TO_BOOL | EF | - | - | - | X | - | - | - | - | - | - | - | - | - | - | - | V1.0 | - | V1.0 | - | - | V1.0 | V1.0 | V1.0 | V1.0 | V1.0 | V1.0 | V1.0 | -
S_UDINT_TO_BYTE | EF | - | - | - | X | - | - | - | - | - | - | - | - | - | - | - | V1.0 | - | V1.0 | - | - | V1.0 | V1.0 | V1.0 | V1.0 | V1.0 | V1.0 | V1.0 | -
S_UDINT_TO_DINT | EF | - | - | - | X | - | - | - | - | - | - | - | - | - | - | - | V1.0 | - | V1.0 | - | - | V1.0 | V1.0 | V1.0 | V1.0 | V1.0 | V1.0 | V1.0 | -
S_UDINT_TO_DWORD | EF | - | - | - | X | - | - | - | - | - | - | - | - | - | - | - | V1.0 | - | V1.0 | - | - | V1.0 | V1.0 | V1.0 | V1.0 | V1.0 | V1.0 | V1.0 | -
S_UDINT_TO_INT | EF | - | - | - | X | - | - | - | - | - | - | - | - | - | - | - | V1.0 | - | V1.0 | - | - | V1.0 | V1.0 | V1.0 | V1.0 | V1.0 | V1.0 | V1.0 | -
S_UDINT_TO_REAL | EF | - | - | - | X | - | - | - | - | - | - | - | - | - | - | - | - | - | V1.0 | - | - | V1.0 | V1.0 | V1.0 | V1.0 | V1.0 | V1.0 | V1.0 | - | Floating point calculation
S_UDINT_TO_TIME | EF | - | - | - | X | - | - | - | - | - | - | - | - | - | - | - | V1.0 | - | V1.0 | - | - | V1.0 | V1.0 | V1.0 | V1.0 | V1.0 | V1.0 | V1.0 | -
S_UDINT_TO_UINT | EF | - | - | - | X | - | - | - | - | - | - | - | - | - | - | - | V1.0 | - | V1.0 | - | - | V1.0 | V1.0 | V1.0 | V1.0 | V1.0 | V1.0 | V1.0 | -
S_UDINT_TO_WORD | EF | - | - | - | X | - | - | - | - | - | - | - | - | - | - | - | V1.0 | - | V1.0 | - | - | V1.0 | V1.0 | V1.0 | V1.0 | V1.0 | V1.0 | V1.0 | -
S_UINT_TO_BOOL | EF | - | - | - | X | - | - | - | - | - | - | - | - | - | - | - | V1.0 | - | V1.0 | - | - | V1.0 | V1.0 | V1.0 | V1.0 | V1.0 | V1.0 | V1.0 | -
S_UINT_TO_BYTE | EF | - | - | - | X | - | - | - | - | - | - | - | - | - | - | - | V1.0 | - | V1.0 | - | - | V1.0 | V1.0 | V1.0 | V1.0 | V1.0 | V1.0 | V1.0 | -
S_UINT_TO_DINT | EF | - | - | - | X | - | - | - | - | - | - | - | - | - | - | - | V1.0 | - | V1.0 | - | - | V1.0 | V1.0 | V1.0 | V1.0 | V1.0 | V1.0 | V1.0 | -
S_UINT_TO_DWORD | EF | - | - | - | X | - | - | - | - | - | - | - | - | - | - | - | V1.0 | - | V1.0 | - | - | V1.0 | V1.0 | V1.0 | V1.0 | V1.0 | V1.0 | V1.0 | -
S_UINT_TO_INT | EF | - | - | - | X | - | - | - | - | - | - | - | - | - | - | - | V1.0 | - | V1.0 | - | - | V1.0 | V1.0 | V1.0 | V1.0 | V1.0 | V1.0 | V1.0 | -
S_UINT_TO_UDINT | EF | - | - | - | X | - | - | - | - | - | - | - | - | - | - | - | V1.0 | - | V1.0 | - | - | V1.0 | V1.0 | V1.0 | V1.0 | V1.0 | V1.0 | V1.0 | -
S_UINT_TO_WORD | EF | - | - | - | X | - | - | - | - | - | - | - | - | - | - | - | V1.0 | - | V1.0 | - | - | V1.0 | V1.0 | V1.0 | V1.0 | V1.0 | V1.0 | V1.0 | -
S_WORD_TO_BIT | EF_procedure | - | - | - | X | - | - | - | - | - | - | - | - | - | - | - | V1.0 | - | V1.0 | - | - | V1.0 | V1.0 | V1.0 | V1.0 | V1.0 | V1.0 | V1.0 | -
S_WORD_TO_BOOL | EF | - | - | - | X | - | - | - | - | - | - | - | - | - | - | - | V1.0 | - | V1.0 | - | - | V1.0 | V1.0 | V1.0 | V1.0 | V1.0 | V1.0 | V1.0 | -
S_WORD_TO_BYTE | EF | - | - | - | X | - | - | - | - | - | - | - | - | - | - | - | V1.0 | - | V1.0 | - | - | V1.0 | V1.0 | V1.0 | V1.0 | V1.0 | V1.0 | V1.0 | -
S_WORD_TO_DINT | EF | - | - | - | X | - | - | - | - | - | - | - | - | - | - | - | V1.0 | - | V1.0 | - | - | V1.0 | V1.0 | V1.0 | V1.0 | V1.0 | V1.0 | V1.0 | -
S_WORD_TO_DWORD | EF | - | - | - | X | - | - | - | - | - | - | - | - | - | - | - | V1.0 | - | V1.0 | - | - | V1.0 | V1.0 | V1.0 | V1.0 | V1.0 | V1.0 | V1.0 | -
S_WORD_TO_INT | EF | - | - | - | X | - | - | - | - | - | - | - | - | - | - | - | V1.0 | - | V1.0 | - | - | V1.0 | V1.0 | V1.0 | V1.0 | V1.0 | V1.0 | V1.0 | -
S_WORD_TO_UDINT | EF | - | - | - | X | - | - | - | - | - | - | - | - | - | - | - | V1.0 | - | V1.0 | - | - | V1.0 | V1.0 | V1.0 | V1.0 | V1.0 | V1.0 | V1.0 | -
S_WORD_TO_UINT | EF | - | - | - | X | - | - | - | - | - | - | - | - | - | - | - | V1.0 | - | V1.0 | - | - | V1.0 | V1.0 | V1.0 | V1.0 | V1.0 | V1.0 | V1.0 | -
-
LIBRARY->System | [7 empty] | - | - | - | - | - | [16 empty] | -
FAMILY->Events | 4 | [6 empty] | - | - | - | - | - | [16 empty] | -
HALT | EF_procedure | X | X | X | - | X | X | X | - | - | - | - | V1.0 | V1.0 | V1.0 | V1.0 | V1.0 | V1.0 | V1.0 | V1.0 | V1.0 | [5 empty] | V1.0 | V1.0 | -
ITCNTRL | EF_procedure | X | X | X | - | X | - | - | - | - | - | - | V1.0 | V1.0 | V1.0 | V1.0 | V1.1 | V1.1 | V1.1 | V1.1 | V1.1 | [5 empty] | V1.1 | V1.1 | X
MASKEVT | EF_procedure | X | X | X | - | X | - | - | - | - | - | - | V1.0 | V1.0 | V1.0 | V1.0 | V1.0 | V1.0 | V1.0 | V1.0 | V1.0 | [5 empty] | V1.0 | V1.0 | -
UNMASKEVT | EF_procedure | X | X | X | - | X | - | - | - | - | - | - | V1.0 | V1.0 | V1.0 | V1.0 | V1.0 | V1.0 | V1.0 | V1.0 | V1.0 | [5 empty] | V1.0 | V1.0 | -
FAMILY->File_Management | 14 | [6 empty] | - | - | - | - | - | [16 empty] | -
CLOSE_FILE | EFB | - | - | X | - | X | - | - | - | - | - | - | - | - | - | V1.0 | V1.0 | V1.0 | V1.0 | V1.0 | V1.0 | [5 empty] | V1.0 | V1.0 | -
CREATE_FILE | EFB | - | - | X | - | X | - | - | - | - | - | - | - | - | - | V1.0 | V1.0 | V1.0 | V1.0 | V1.0 | V1.0 | [5 empty] | V1.0 | V1.0 | -
DELETE_FILE | EFB | - | - | X | - | X | - | - | - | - | - | - | - | - | - | V1.0 | V1.0 | V1.0 | V1.0 | V1.0 | V1.0 | [5 empty] | V1.0 | V1.0 | -
GET_FILE_INFO | EFB | - | - | X | - | X | - | - | - | - | - | - | - | - | - | V1.0 | V1.0 | V1.0 | V1.0 | V1.0 | V1.0 | [5 empty] | V1.0 | V1.0 | -
GET_FREESIZE | EFB | - | - | X | - | X | - | - | - | - | - | - | - | - | - | V1.0 | V1.0 | V1.0 | V1.0 | V1.0 | V1.0 | [5 empty] | V1.0 | V1.0 | -
OPEN_FILE | EFB | - | - | X | - | X | - | - | - | - | - | - | - | - | - | V1.0 | V1.0 | V1.0 | V1.0 | V1.0 | V1.0 | [5 empty] | V1.0 | V1.0 | -
RD_FILE_TO_DATA | EFB | - | - | X | - | X | - | - | - | - | - | - | - | - | - | V1.0 | V1.0 | V1.0 | V1.0 | V1.0 | V1.0 | [5 empty] | V1.0 | V1.0 | -
READ_U_PCMCIA | EF_procedure | X | X | - | - | - | - | - | - | - | - | - | - | V1.0 | V1.0 | V1.0 | V1.0 | V1.0 | V1.0 | V1.0 | V1.0 | [5 empty] | V1.0 | V1.0 | -
READ_V_PCMCIA | EF_procedure | X | X | - | - | - | - | - | - | - | - | - | - | - | - | - | - | - | - | V1.0 | V1.0 | [5 empty] | V1.0 | V1.0 | - | EF allowing to read Unalocated variable from Data storage within PCMCIA card
SEEK_FILE | EFB | - | - | X | - | X | - | - | - | - | - | - | - | - | - | V1.0 | V1.0 | V1.0 | V1.0 | V1.0 | V1.0 | [5 empty] | V1.0 | V1.0 | -
SET_FILE_ATTRIBUTES | EFB | - | - | X | - | X | - | - | - | - | - | - | - | - | - | V1.0 | V1.0 | V1.0 | V1.0 | V1.0 | V1.0 | [5 empty] | V1.0 | V1.0 | -
WR_DATA_TO_FILE | EFB | - | - | X | - | X | - | - | - | - | - | - | - | - | - | V1.0 | V1.0 | V1.0 | V1.0 | V1.0 | V1.0 | [5 empty] | V1.0 | V1.0 | -
WRITE_U_PCMCIA | EF_procedure | X | X | - | - | - | - | - | - | - | - | - | - | V1.0 | V1.0 | V1.0 | V1.0 | V1.0 | V1.0 | V1.0 | V1.0 | [5 empty] | V1.0 | V1.0 | -
WRITE_V_PCMCIA | EF_procedure | X | X | - | - | - | - | - | - | - | - | - | - | - | - | - | - | - | - | V1.0 | V1.0 | [5 empty] | V1.0 | V1.0 | - | EF allowing to write Unalocated variable from Data storage within PCMCIA card
FAMILY->Hot_StandBy | 5 | [6 empty] | - | - | - | - | - | [16 empty] | -
HSBY_BUILD_OFFLINE | EFB | - | - | - | - | X | - | - | - | - | - | - | - | - | - | - | - | - | - | - | - | - | - | - | - | - | - | V1.0 | XX | NEW EFB for allowing build offline Mismatch on M580 HSBY
HSBY_RD | EFB | - | X | - | - | - | - | - | - | - | - | - | V1.0 | V1.0 | V1.0 | V1.0 | V1.0 | V1.0 | V1.0 | V1.0 | V1.0 | [5 empty] | V1.0 | V1.0 | -
HSBY_ST | EFB | - | X | - | - | - | - | - | - | - | - | - | V1.0 | V1.0 | V1.0 | V1.0 | V1.0 | V1.0 | V1.0 | V1.0 | V1.0 | [5 empty] | V1.0 | V1.0 | -
HSBY_SWAP | DFB | X | X | - | - | X | - | - | - | - | - | - | - | - | - | - | - | - | - | - | V0.7 | [5 empty] | V0.9 | V0.9 | X
HSBY_WR | EFB | - | X | - | - | - | - | - | - | - | - | - | V1.0 | V1.0 | V1.0 | V1.0 | V1.0 | V1.0 | V1.0 | V1.0 | V1.0 | [5 empty] | V1.0 | V1.0 | -
REV_XFER | EFB | - | X | - | - | - | - | - | - | - | - | - | V1.0 | V1.0 | V1.0 | V1.0 | V1.0 | V1.0 | V1.0 | V1.0 | V1.0 | [5 empty] | V1.0 | V1.0 | -
FAMILY->SFC_Management | 7 | [6 empty] | - | - | - | - | - | [16 empty] | -
CLEARCHART | EF | X | X | X | - | X | X | X | X | - | - | - | V1.0 | V1.0 | V1.0 | V1.0 | V1.0 | V1.0 | V1.0 | V1.0 | V1.0 | [5 empty] | V1.0 | V1.0 | -
FREEZECHART | EF | X | X | X | - | X | X | X | X | - | - | - | V1.0 | V1.0 | V1.0 | V1.0 | V1.0 | V1.0 | V1.0 | V1.0 | V1.0 | [5 empty] | V1.0 | V1.0 | -
INITCHART | EF | X | X | X | - | X | X | X | X | - | - | - | V1.0 | V1.0 | V1.0 | V1.0 | V1.0 | V1.0 | V1.0 | V1.0 | V1.0 | [5 empty] | V1.0 | V1.0 | -
RESETSTEP | EF_procedure | X | X | X | - | X | X | X | X | - | - | - | V1.0 | V1.0 | V1.0 | V1.0 | V1.0 | V1.0 | V1.0 | V1.0 | V1.0 | [5 empty] | V1.0 | V1.0 | -
SETSTEP | EF_procedure | X | X | X | - | X | X | X | X | - | - | - | V1.0 | V1.0 | V1.0 | V1.0 | V1.0 | V1.0 | V1.0 | V1.0 | V1.0 | [5 empty] | V1.0 | V1.0 | -
SFC_RESTORE | EFB | X | X | - | - | - | X | - | - | - | - | - | - | - | - | - | V1.1 | V1.1 | V1.1 | V1.1 | V1.1 | [5 empty] | V1.1 | V1.1 | -
SFCCNTRL | EFB | X | X | X | - | X | X | X | X | - | - | - | V1.0 | V1.0 | V1.1 | V1.1 | V1.1 | V1.1 | V1.1 | V1.1 | V1.1 | [5 empty] | V1.1 | V1.1 | X | SFCCNTRL does'nt work after modifying section name on the CHARTREF input
FAMILY->SysClock | 13 | [6 empty] | - | - | - | - | - | [16 empty] | -
FREERUN | EF | X | X | X | - | X | X | X | X | - | - | - | V1.0 | V1.0 | V1.0 | V1.0 | V1.0 | V1.0 | V1.0 | V1.0 | V1.0 | [5 empty] | V1.1 | V1.1 | X
GET_TS_EVT_M | EFB |  |  | X |  | X | - | - | - | - | - | - | - | - | - | - | - | - | - | - | - | [5 empty] | V1.2 | V1.2 | X
GET_TS_EVT_Q | EFB |  | X |  |  | - | - | - | - | - | - | - | - | - | - | - | - | - | - | - | - | [5 empty] | V1.5 | V1.5 | X
NOP850_EVTS | EFB | - | X | - | - | X | - | - | - | - | - | - | - | - | - | - | - | - | - | - | - | - | - | - | - | - | - | V1.0 | XX | NEW EFB for NOP 850 Module
NOP_EVTS | EFB | - | X | - | - | - | - | - | V1.0 | [17 empty] | V1.0 | V1.0
PTC | EF_procedure | X | X | X | - | X | X | X | X | - | - | - | V1.0 | V1.0 | V1.0 | V1.0 | V1.0 | V1.0 | V1.0 | V1.0 | V1.0 | [5 empty] | V1.0 | V1.0 | -
R_NTPC | EF_procedure | X | X | X | - | X | - | - | - | - | - | - | V1.0 | V1.0 | V1.1 | V1.1 | V1.1 | V1.1 | V1.1 | V1.1 | V1.1 | [5 empty] | V1.1 | V1.1 | X
RRTC_DT | EF_procedure | X | X | X | - | X | X | X | X | - | - | - | V1.0 | V1.0 | V1.0 | V1.0 | V1.0 | V1.0 | V1.0 | V1.0 | V1.0 | [5 empty] | V1.0 | V1.0 | -
RRTC_DT_MS | EF_procedure | X | X | X | - | X | X | X | X | - | - | - | - | - | V1.0 | V1.0 | V1.1 | V1.1 | V1.1 | V1.1 | V1.1 | [5 empty] | V1.1 | V1.1 | X | V1.1 fix : Animation issue on DT output
SCHEDULE | EF_procedure | X | X | X | - | X | X | X | X | - | - | - | V1.0 | V1.0 | V1.0 | V1.0 | V1.0 | V1.0 | V1.0 | V1.0 | V1.0 | [5 empty] | V1.0 | V1.0 | -
T850_TO_T870 | EF | - | X | - | - | X | - | - | V1.0 | [17 empty] | V1.0 | V1.0
T870_TO_T850 | EF | - | X | - | - | X | - | - | V1.0 | [17 empty] | V1.0 | V1.0
WRTC_DT | EF_procedure | X | X | X | - | X | X | X | X | - | - | - | V1.0 | V1.0 | V1.0 | V1.0 | V1.0 | V1.0 | V1.0 | V1.0 | V1.0 | [5 empty] | V1.0 | V1.0 | -
FAMILY->System_specials | 8 | [6 empty] | - | - | - | - | - | [16 empty] | -
FORCE_BIT | EF_procedure | X | X | X | - | X | X | X | - | - | - | - | - | - | - | - | - | - | V1.0 | V1.0 | V1.0 | V1.0 | V1.0 | V1.0 | V1.0 | V1.0 | V1.0 | V1.0 | - | Forcing management from program
IS_BIT_FORCED | EF | X | X | X | - | X | X | X | - | - | - | - | - | - | - | - | - | - | V1.0 | V1.0 | V1.0 | V1.0 | V1.0 | V1.0 | V1.0 | V1.0 | V1.0 | V1.0 | - | Forcing management from program
IS_PAR_CON | EF | X | X | X | - | X | X | X | - | - | - | - | - | - | V1.0 | V1.1 | V1.1 | V1.1 | V1.1 | V1.1 | V1.1 | V1.1 | V1.1 | V1.1 | V1.1 | V1.1 | V1.1 | V1.1 | X | Not works in specific cases
PLC_TRENDTOOL | EF | X | X | X |  | X | - | - | - | - | - | - | - | - | - | - | - | - | - | - | - | V1.0 | V1.0 | V1.0 | V1.0 | V1.0 | V1.0 | V1.0 | X
PRJ_VERS | EFB | X | X | X | - | X | X | X | - | - | - | - | - | - | - | - | - | - | - | V1.0 | V1.0 | V1.0 | V1.1 | V1.1 | V1.1 | V1.1 | V1.1 | V1.1 | X | EFB allowing to read complete project information
SIG_CHECK | EF | - | - | X | - | X | - | - | - | - | - | - | - | - | - | - | - | - | - | V1.1 | V1.1 | V1.1 | V1.1 | V1.1 | V1.1 | V1.1 | V1.1 | V1.1 | - | EF allowing to protect aplication from illegal duplication, allowing execution only on SD card signed with SIG_WRITE
SIG_WRITE | EF | - | - | X | - | X | - | - | - | - | - | - | - | - | - | - | - | - | - | V1.0 | V1.0 | V1.0 | V1.0 | V1.0 | V1.0 | V1.0 | V1.0 | V1.0 | - | EF allowing to write a signature on SD card to protect application. To be used with SIG_CHECK
UNFORCE_BIT | EF_procedure | X | X | X | - | X | X | X | - | - | - | - | - | - | - | - | - | - | V1.0 | V1.0 | V1.0 | V1.0 | V1.0 | V1.0 | V1.0 | V1.0 | V1.0 | V1.0 | - | Forcing management from program
-
LIBRARY->UnityLL984 | [7 empty] | - | - | - | - | -
FAMILY->CONTL_COMM | 17 | [6 empty] | - | - | - | - | - | [16 empty] | -
L9_CHECKFP | EF | - | X | - | - | - | X | - | - | - | - | - | - | - | - | - | - | - | - | - | V1.0 | V1.0 | V1.0 | V1.0 | V1.0 | V1.0 | V1.0 | V1.0 | -
L9_CKSM | EFB | - | X | X | - | X | X | - | - | - | - | - | - | - | - | - | - | - | - | - | V1.3 | V1.3 | V1.3 | V1.3 | V1.3 | V1.3 | V1.3 | V1.3 | -
L9_DIOH | EFB | - | X | - | - | - | - | - | - | - | - | - | - | - | - | - | - | - | - | - | V1.4 | V1.4 | V1.4 | V1.4 | V1.4 | V1.4 | V1.4 | V1.4 | -
L9_DRUM | EFB | - | X | X | - | X | X | - | - | - | - | - | - | - | - | - | - | - | - | - | V1.2 | V1.2 | V1.2 | V1.2 | V1.2 | V1.2 | V1.2 | V1.2 | -
L9_ICMP | EFB | - | X | X | - | X | X | - | - | - | - | - | - | - | - | - | - | - | - | - | V1.2 | V1.2 | V1.2 | V1.2 | V1.2 | V1.2 | V1.2 | V1.2 | -
L9_ID | EFB | - | X | X | - | X | X | - | - | - | - | - | - | - | - | - | - | - | - | - | V1.1 | V1.1 | V1.1 | V1.1 | V1.1 | V1.1 | V1.1 | V1.1 | -
L9_IE | EFB | - | X | X | - | X | X | - | - | - | - | - | - | - | - | - | - | - | - | - | V1.1 | V1.1 | V1.1 | V1.1 | V1.1 | V1.1 | V1.1 | V1.1 | -
L9_IMIO | EFB | - | X | - | - | - | - | - | - | - | - | - | - | - | - | - | - | - | - | - | V1.0 | V1.0 | V1.0 | V1.0 | V1.0 | V1.0 | V1.3 | V1.3 | X
L9_ISNAN | EF | - | X | - | - | - | X | - | - | - | - | - | - | - | - | - | - | - | - | - | V1.0 | V1.0 | V1.0 | V1.0 | V1.0 | V1.0 | V1.0 | V1.0 | -
L9_MRTM | EFB | - | X | - | - | X | X | - | - | - | - | - | - | - | - | - | - | - | - | - | V1.2 | V1.2 | V1.2 | V1.2 | V1.2 | V1.2 | V1.2 | V1.2 | -
L9_MSTR | EFB | - | X | X | - | X | X | - | - | - | - | - | - | - | - | - | - | - | - | - | V1.2 | V1.3 | V1.4 | V1.4 | V1.4 | V1.4 | V1.5 | V1.5 | X
L9_PID2 | EFB | - | X | X | - | X | X | - | - | - | - | - | - | - | - | - | - | - | - | - | V1.1 | V1.2 | V1.2 | V1.2 | V1.2 | V1.2 | V1.2 | V1.2 | X
L9_SCIF | EFB | - | X | X | - | X | X | - | - | - | - | - | - | - | - | - | - | - | - | - | V1.3 | V1.3 | V1.3 | V1.3 | V1.3 | V1.3 | V1.3 | V1.3 | -
L9_STAT | EFB | - | X | - | - | X | X | - | - | - | - | - | - | - | - | - | - | - | - | - | V1.3 | V1.3 | V1.3 | V1.3 | V1.3 | V1.3 | V1.3 | V1.3 | -
L9_STAT_B | EFB | - | X | - | - | - | - | - | - | - | - | - | - | - | - | - | - | - | - | - | V1.3 | V1.3 | V1.4 | V1.3 | V1.3 | V1.4 | V1.4 | V1.4 | X
L9_STAT_I | EFB | - | X | - | - | - | X | - | - | - | - | - | - | - | - | - | - | - | - | - | V1.3 | V1.3 | V1.4 | V1.4 | V1.4 | V1.4 | V1.4 | V1.4 | X
L9_XMIT | EFB | - | X | - | - | - | X | - | - | - | - | - | - | - | - | - | - | - | - | - | V1.2 | V1.2 | V1.2 | V1.2 | V1.2 | V1.2 | V1.2 | V1.2 | -
FAMILY->COUNT_TIME | 6 | [6 empty] | - | - | - | - | - | [16 empty] | -
L9_DCTR | EFB | - | X | X | - | X | X | - | - | - | - | - | - | - | - | - | - | - | - | - | V1.2 | V1.2 | V1.3 | V1.3 | V1.3 | V1.3 | V1.3 | V1.3 | X
L9_T001 | EFB | - | X | X | - | X | X | - | - | - | - | - | - | - | - | - | - | - | - | - | V1.1 | V1.2 | V1.3 | V1.3 | V1.3 | V1.3 | V1.3 | V1.3 | X
L9_T01 | EFB | - | X | X | - | X | X | - | - | - | - | - | - | - | - | - | - | - | - | - | V1.1 | V1.2 | V1.3 | V1.3 | V1.3 | V1.3 | V1.3 | V1.3 | X
L9_T1 | EFB | - | X | X | - | X | X | - | - | - | - | - | - | - | - | - | - | - | - | - | V1.1 | V1.2 | V1.3 | V1.3 | V1.3 | V1.3 | V1.3 | V1.3 | X
L9_T1MS | EFB | - | X | X | - | X | X | - | - | - | - | - | - | - | - | - | - | - | - | - | V1.1 | V1.2 | V1.3 | V1.3 | V1.3 | V1.3 | V1.3 | V1.3 | X
L9_UCTR | EFB | - | X | X | - | X | X | - | - | - | - | - | - | - | - | - | - | - | - | - | V1.2 | V1.3 | V1.4 | V1.4 | V1.4 | V1.4 | V1.4 | V1.4 | X
FAMILY->EMTH | 42 | [6 empty] | - | - | - | - | - | [16 empty] | -
L9E_ADDDP | DFB | - | X | X | - | X | X | - | - | - | - | - | - | - | - | - | - | - | - | - | V1.1 | V1.1 | V1.1 | V1.1 | V1.1 | V1.1 | V1.1 | V1.1 | -
L9E_ADDFP | DFB | - | X | X | - | X | X | - | - | - | - | - | - | - | - | - | - | - | - | - | V1.1 | V1.1 | V1.1 | V1.1 | V1.1 | V1.1 | V1.1 | V1.1 | -
L9E_ADDIF | DFB | - | X | X | - | X | X | - | - | - | - | - | - | - | - | - | - | - | - | - | V1.1 | V1.1 | V1.1 | V1.1 | V1.1 | V1.1 | V1.1 | V1.1 | -
L9E_ANLOG | DFB | - | X | X | - | X | X | - | - | - | - | - | - | - | - | - | - | - | - | - | V1.1 | V1.1 | V1.1 | V1.1 | V1.1 | V1.1 | V1.1 | V1.1 | -
L9E_ARCOS | DFB | - | X | X | - | X | X | - | - | - | - | - | - | - | - | - | - | - | - | - | V1.1 | V1.1 | V1.1 | V1.1 | V1.1 | V1.1 | V1.1 | V1.1 | -
L9E_ARSIN | DFB | - | X | X | - | X | X | - | - | - | - | - | - | - | - | - | - | - | - | - | V1.1 | V1.1 | V1.1 | V1.1 | V1.1 | V1.1 | V1.1 | V1.1 | -
L9E_ARTAN | DFB | - | X | X | - | X | X | - | - | - | - | - | - | - | - | - | - | - | - | - | V1.1 | V1.1 | V1.1 | V1.1 | V1.1 | V1.1 | V1.1 | V1.1 | -
L9E_CHSIN | DFB | - | X | X | - | X | X | - | - | - | - | - | - | - | - | - | - | - | - | - | V1.1 | V1.1 | V1.1 | V1.1 | V1.1 | V1.1 | V1.1 | V1.1 | -
L9E_CMPFP | DFB | - | X | X | - | X | X | - | - | - | - | - | - | - | - | - | - | - | - | - | V1.2 | V1.2 | V1.2 | V1.2 | V1.2 | V1.2 | V1.2 | V1.2 | -
L9E_CMPIF | DFB | - | X | X | - | X | X | - | - | - | - | - | - | - | - | - | - | - | - | - | V1.1 | V1.1 | V1.1 | V1.1 | V1.1 | V1.1 | V1.1 | V1.1 | -
L9E_CNVDR | DFB | - | X | X | - | X | X | - | - | - | - | - | - | - | - | - | - | - | - | - | V1.2 | V1.2 | V1.2 | V1.2 | V1.2 | V1.2 | V1.2 | V1.2 | -
L9E_CNVFI | DFB | - | X | X | - | X | X | - | - | - | - | - | - | - | - | - | - | - | - | - | V1.2 | V1.3 | V1.3 | V1.3 | V1.3 | V1.3 | V1.3 | V1.3 | X
L9E_CNVIF | DFB | - | X | X | - | X | X | - | - | - | - | - | - | - | - | - | - | - | - | - | V1.1 | V1.1 | V1.1 | V1.1 | V1.1 | V1.1 | V1.1 | V1.1 | -
L9E_CNVRD | DFB | - | X | X | - | X | X | - | - | - | - | - | - | - | - | - | - | - | - | - | V1.2 | V1.2 | V1.2 | V1.2 | V1.2 | V1.2 | V1.2 | V1.2 | -
L9E_COS | DFB | - | X | X | - | X | X | - | - | - | - | - | - | - | - | - | - | - | - | - | V1.2 | V1.2 | V1.2 | V1.2 | V1.2 | V1.2 | V1.2 | V1.2 | -
L9E_DIVDP | DFB | - | X | X | - | X | X | - | - | - | - | - | - | - | - | - | - | - | - | - | V1.1 | V1.1 | V1.1 | V1.1 | V1.1 | V1.1 | V1.1 | V1.1 | -
L9E_DIVFI | DFB | - | X | X | - | X | X | - | - | - | - | - | - | - | - | - | - | - | - | - | V1.1 | V1.1 | V1.1 | V1.1 | V1.1 | V1.1 | V1.1 | V1.1 | -
L9E_DIVFP | DFB | - | X | X | - | X | X | - | - | - | - | - | - | - | - | - | - | - | - | - | V1.2 | V1.2 | V1.2 | V1.2 | V1.2 | V1.2 | V1.2 | V1.2 | -
L9E_DIVIF | DFB | - | X | X | - | X | X | - | - | - | - | - | - | - | - | - | - | - | - | - | V1.2 | V1.2 | V1.2 | V1.2 | V1.2 | V1.2 | V1.2 | V1.2 | -
L9E_ERLOG | DFB | - | X | X | - | X | X | - | - | - | - | - | - | - | - | - | - | - | - | - | V1.1 | V1.1 | V1.1 | V1.1 | V1.1 | V1.1 | V1.1 | V1.1 | -
L9E_EXP | DFB | - | X | X | - | X | X | - | - | - | - | - | - | - | - | - | - | - | - | - | V1.2 | V1.2 | V1.2 | V1.2 | V1.2 | V1.2 | V1.2 | V1.2 | -
L9E_LNFP | DFB | - | X | X | - | X | X | - | - | - | - | - | - | - | - | - | - | - | - | - | V1.1 | V1.1 | V1.1 | V1.1 | V1.1 | V1.1 | V1.1 | V1.1 | -
L9E_LOG | DFB | - | X | X | - | X | X | - | - | - | - | - | - | - | - | - | - | - | - | - | V1.3 | V1.3 | V1.3 | V1.3 | V1.3 | V1.3 | V1.3 | V1.3 | -
L9E_LOG_DP | DFB | - | X | X | - | - | X | - | - | - | - | - | - | - | - | - | - | - | - | - | V1.3 | V1.3 | V1.3 | V1.3 | V1.3 | V1.3 | V1.3 | V1.3 | -
L9E_LOG_I | DFB | - | X | X | - | - | X | - | - | - | - | - | - | - | - | - | - | - | - | - | V1.3 | V1.3 | V1.3 | V1.3 | V1.3 | V1.3 | V1.3 | V1.3 | -
L9E_LOGFP | DFB | - | X | X | - | X | X | - | - | - | - | - | - | - | - | - | - | - | - | - | V1.2 | V1.2 | V1.2 | V1.2 | V1.2 | V1.2 | V1.2 | V1.2 | -
L9E_MULDP | DFB | - | X | X | - | X | X | - | - | - | - | - | - | - | - | - | - | - | - | - | V1.1 | V1.1 | V1.1 | V1.1 | V1.1 | V1.1 | V1.1 | V1.1 | -
L9E_MULFP | DFB | - | X | X | - | X | X | - | - | - | - | - | - | - | - | - | - | - | - | - | V1.1 | V1.1 | V1.1 | V1.1 | V1.1 | V1.1 | V1.1 | V1.1 | -
L9E_MULIF | DFB | - | X | X | - | X | X | - | - | - | - | - | - | - | - | - | - | - | - | - | V1.1 | V1.1 | V1.1 | V1.1 | V1.1 | V1.1 | V1.1 | V1.1 | -
L9E_PI | DFB | - | X | X | - | X | X | - | - | - | - | - | - | - | - | - | - | - | - | - | V1.1 | V1.1 | V1.1 | V1.1 | V1.1 | V1.1 | V1.1 | V1.1 | -
L9E_POW | DFB | - | X | X | - | X | X | - | - | - | - | - | - | - | - | - | - | - | - | - | V1.2 | V1.2 | V1.2 | V1.2 | V1.2 | V1.2 | V1.2 | V1.2 | -
L9E_SINE | DFB | - | X | X | - | X | X | - | - | - | - | - | - | - | - | - | - | - | - | - | V1.1 | V1.1 | V1.1 | V1.1 | V1.1 | V1.1 | V1.1 | V1.1 | -
L9E_SQRFP | DFB | - | X | X | - | X | X | - | - | - | - | - | - | - | - | - | - | - | - | - | V1.1 | V1.1 | V1.1 | V1.1 | V1.1 | V1.1 | V1.1 | V1.1 | -
L9E_SQRT | DFB | - | X | X | - | X | X | - | - | - | - | - | - | - | - | - | - | - | - | - | V1.2 | V1.2 | V1.2 | V1.2 | V1.2 | V1.2 | V1.2 | V1.2 | -
L9E_SQRT_DP | DFB | - | X | X | - | - | X | - | - | - | - | - | - | - | - | - | - | - | - | - | V1.1 | V1.1 | V1.1 | V1.1 | V1.1 | V1.1 | V1.1 | V1.1 | -
L9E_SQRT_I | DFB | - | X | X | - | - | X | - | - | - | - | - | - | - | - | - | - | - | - | - | V1.1 | V1.1 | V1.1 | V1.1 | V1.1 | V1.1 | V1.1 | V1.1 | -
L9E_SQRTP | DFB | - | X | X | - | X | X | - | - | - | - | - | - | - | - | - | - | - | - | - | V1.3 | V1.3 | V1.3 | V1.3 | V1.3 | V1.3 | V1.3 | V1.3 | -
L9E_SUBDP | DFB | - | X | X | - | X | X | - | - | - | - | - | - | - | - | - | - | - | - | - | V1.1 | V1.1 | V1.1 | V1.1 | V1.1 | V1.1 | V1.1 | V1.1 | -
L9E_SUBFI | DFB | - | X | X | - | X | X | - | - | - | - | - | - | - | - | - | - | - | - | - | V1.1 | V1.1 | V1.1 | V1.1 | V1.1 | V1.1 | V1.1 | V1.1 | -
L9E_SUBFP | DFB | - | X | X | - | X | X | - | - | - | - | - | - | - | - | - | - | - | - | - | V1.2 | V1.2 | V1.2 | V1.2 | V1.2 | V1.2 | V1.2 | V1.2 | -
L9E_SUBIF | DFB | - | X | X | - | X | X | - | - | - | - | - | - | - | - | - | - | - | - | - | V1.1 | V1.1 | V1.1 | V1.1 | V1.1 | V1.1 | V1.1 | V1.1 | -
L9E_TAN | DFB | - | X | X | - | X | X | - | - | - | - | - | - | - | - | - | - | - | - | - | V1.1 | V1.1 | V1.1 | V1.1 | V1.1 | V1.1 | V1.1 | V1.1 | -
FAMILY->EQN_EXT | 3 | [6 empty] | - | - | - | - | - | [16 empty] | -
COSD | EF | - | X | X | - | X | X | - | - | - | - | - | - | - | - | - | - | - | - | - | V1.1 | V1.1 | V1.1 | V1.1 | V1.1 | V1.1 | V1.1 | V1.1 | -
SIND | EF | - | X | X | - | X | X | - | - | - | - | - | - | - | - | - | - | - | - | - | V1.1 | V1.1 | V1.1 | V1.1 | V1.1 | V1.1 | V1.1 | V1.1 | -
TAND | EF | - | X | X | - | X | X | - | - | - | - | - | - | - | - | - | - | - | - | - | V1.1 | V1.1 | V1.1 | V1.1 | V1.1 | V1.1 | V1.1 | V1.1 | -
FAMILY->MATH | 16 | [6 empty] | - | - | - | - | - | [16 empty] | -
L9_AD16 | EF_procedure | - | X | X | - | X | X | - | - | - | - | - | - | - | - | - | - | - | - | - | V1.0 | V1.0 | V1.1 | V1.1 | V1.1 | V1.1 | V1.1 | V1.1 | X
L9_ADD | EF_procedure | - | X | X | - | X | X | - | - | - | - | - | - | - | - | - | - | - | - | - | V1.1 | V1.1 | V1.1 | V1.1 | V1.1 | V1.1 | V1.1 | V1.1 | -
L9_BCD | EF_procedure | - | X | X | - | X | X | - | - | - | - | - | - | - | - | - | - | - | - | - | V1.0 | V1.0 | V1.0 | V1.0 | V1.0 | V1.0 | V1.0 | V1.0 | -
L9_DIV | EF_procedure | - | X | X | - | X | X | - | - | - | - | - | - | - | - | - | - | - | - | - | V1.0 | V1.2 | V1.2 | V1.2 | V1.2 | V1.2 | V1.2 | V1.2 | X
L9_DIV_DP | EF_procedure | - | X | X | - | - | X | - | - | - | - | - | - | - | - | - | - | - | - | - | V1.0 | V1.2 | V1.2 | V1.2 | V1.2 | V1.2 | V1.2 | V1.2 | X
L9_DIV_I | EF_procedure | - | X | X | - | - | X | - | - | - | - | - | - | - | - | - | - | - | - | - | V1.0 | V1.2 | V1.2 | V1.2 | V1.2 | V1.2 | V1.2 | V1.2 | X
L9_DV16 | EF_procedure | - | X | X | - | X | X | - | - | - | - | - | - | - | - | - | - | - | - | - | V1.1 | V1.4 | V1.4 | V1.4 | V1.4 | V1.4 | V1.4 | V1.4 | X
L9_DV16_DP | EF_procedure | - | X | X | - | - | X | - | - | - | - | - | - | - | - | - | - | - | - | - | V1.0 | V1.4 | V1.4 | V1.4 | V1.4 | V1.4 | V1.4 | V1.4 | X
L9_DV16_I | EF_procedure | - | X | X | - | - | X | - | - | - | - | - | - | - | - | - | - | - | - | - | V1.0 | V1.4 | V1.5 | V1.5 | V1.5 | V1.5 | V1.5 | V1.5 | X
L9_FTOI | EF_procedure | - | X | X | - | X | X | - | - | - | - | - | - | - | - | - | - | - | - | - | V1.1 | V1.2 | V1.3 | V1.3 | V1.3 | V1.3 | V1.3 | V1.3 | X
L9_ITOF | EF_procedure | - | X | X | - | X | X | - | - | - | - | - | - | - | - | - | - | - | - | - | V1.2 | V1.2 | V1.2 | V1.2 | V1.2 | V1.2 | V1.2 | V1.2 | -
L9_MU16 | EF_procedure | - | X | X | - | X | X | - | - | - | - | - | - | - | - | - | - | - | - | - | V1.0 | V1.0 | V1.1 | V1.1 | V1.1 | V1.1 | V1.1 | V1.1 | X
L9_MUL | EF_procedure | - | X | X | - | X | X | - | - | - | - | - | - | - | - | - | - | - | - | - | V1.1 | V1.2 | V1.2 | V1.2 | V1.2 | V1.2 | V1.2 | V1.2 | X
L9_SU16 | EF_procedure | - | X | X | - | X | X | - | - | - | - | - | - | - | - | - | - | - | - | - | V1.0 | V1.0 | V1.1 | V1.1 | V1.1 | V1.1 | V1.1 | V1.1 | X
L9_SUB | EF_procedure | - | X | X | - | X | X | - | - | - | - | - | - | - | - | - | - | - | - | - | V1.0 | V1.0 | V1.0 | V1.0 | V1.0 | V1.0 | V1.0 | V1.0 | -
L9_TEST | EF_procedure | - | X | X | - | X | X | - | - | - | - | - | - | - | - | - | - | - | - | - | V1.0 | V1.0 | V1.1 | V1.1 | V1.1 | V1.1 | V1.1 | V1.1 | X
FAMILY->MATRIX | 43 | [6 empty] | - | - | - | - | - | [16 empty] | -
L9_AND | EF_procedure | - | X | X | - | X | X | - | - | - | - | - | - | - | - | - | - | - | - | - | V1.1 | V1.1 | V1.1 | V1.1 | V1.1 | V1.1 | V1.1 | V1.1 | -
L9_AND_BB | EF_procedure | - | X | X | - | - | X | - | - | - | - | - | - | - | - | - | - | - | - | - | V1.1 | V1.1 | V1.1 | V1.1 | V1.1 | V1.1 | V1.1 | V1.1 | -
L9_AND_BI | EF_procedure | - | X | X | - | - | X | - | - | - | - | - | - | - | - | - | - | - | - | - | V1.1 | V1.1 | V1.1 | V1.1 | V1.1 | V1.1 | V1.1 | V1.1 | -
L9_AND_IB | EF_procedure | - | X | X | - | - | X | - | - | - | - | - | - | - | - | - | - | - | - | - | V1.1 | V1.1 | V1.1 | V1.1 | V1.1 | V1.1 | V1.1 | V1.1 | -
L9_AND_II | EF_procedure | - | X | X | - | - | X | - | - | - | - | - | - | - | - | - | - | - | - | - | V1.1 | V1.1 | V1.1 | V1.1 | V1.1 | V1.1 | V1.1 | V1.1 | -
L9_BROT | EF_procedure | - | X | X | - | X | X | - | - | - | - | - | - | - | - | - | - | - | - | - | V1.2 | V1.2 | V1.2 | V1.2 | V1.2 | V1.2 | V1.2 | V1.2 | -
L9_BROT_BB | EF_procedure | - | X | X | - | - | X | - | - | - | - | - | - | - | - | - | - | - | - | - | V1.2 | V1.2 | V1.2 | V1.2 | V1.2 | V1.2 | V1.2 | V1.2 | -
L9_BROT_BI | EF_procedure | - | X | X | - | - | X | - | - | - | - | - | - | - | - | - | - | - | - | - | V1.2 | V1.2 | V1.2 | V1.2 | V1.2 | V1.2 | V1.2 | V1.2 | -
L9_BROT_IB | EF_procedure | - | X | X | - | - | X | - | - | - | - | - | - | - | - | - | - | - | - | - | V1.2 | V1.2 | V1.2 | V1.2 | V1.2 | V1.2 | V1.2 | V1.2 | -
L9_BROT_II | EF_procedure | - | X | X | - | - | X | - | - | - | - | - | - | - | - | - | - | - | - | - | V1.2 | V1.2 | V1.2 | V1.2 | V1.2 | V1.2 | V1.2 | V1.2 | -
L9_CMPR | EF_procedure | - | X | X | - | X | X | - | - | - | - | - | - | - | - | - | - | - | - | - | V1.1 | V1.1 | V1.1 | V1.1 | V1.1 | V1.1 | V1.1 | V1.1 | -
L9_CMPR_B | EF_procedure | - | X | X | - | - | X | - | - | - | - | - | - | - | - | - | - | - | - | - | V1.1 | V1.1 | V1.1 | V1.1 | V1.1 | V1.1 | V1.1 | V1.1 | -
L9_CMPR_I | EF_procedure | - | X | X | - | - | X | - | - | - | - | - | - | - | - | - | - | - | - | - | V1.1 | V1.1 | V1.1 | V1.1 | V1.1 | V1.1 | V1.1 | V1.1 | -
L9_COMP | EF_procedure | - | X | X | - | X | X | - | - | - | - | - | - | - | - | - | - | - | - | - | V1.1 | V1.1 | V1.1 | V1.1 | V1.1 | V1.1 | V1.1 | V1.1 | -
L9_COMP_BB | EF_procedure | - | X | X | - | - | X | - | - | - | - | - | - | - | - | - | - | - | - | - | V1.1 | V1.1 | V1.1 | V1.1 | V1.1 | V1.1 | V1.1 | V1.1 | -
L9_COMP_BI | EF_procedure | - | X | X | - | - | X | - | - | - | - | - | - | - | - | - | - | - | - | - | V1.1 | V1.1 | V1.1 | V1.1 | V1.1 | V1.1 | V1.1 | V1.1 | -
L9_COMP_IB | EF_procedure | - | X | X | - | - | X | - | - | - | - | - | - | - | - | - | - | - | - | - | V1.1 | V1.1 | V1.1 | V1.1 | V1.1 | V1.1 | V1.1 | V1.1 | -
L9_COMP_II | EF_procedure | - | X | X | - | - | X | - | - | - | - | - | - | - | - | - | - | - | - | - | V1.1 | V1.1 | V1.1 | V1.1 | V1.1 | V1.1 | V1.1 | V1.1 | -
L9_MBIT | EF_procedure | - | X | X | - | X | X | - | - | - | - | - | - | - | - | - | - | - | - | - | V1.1 | V1.2 | V1.2 | V1.2 | V1.2 | V1.2 | V1.2 | V1.2 | X
L9_MBIT_B | EF_procedure | - | X | X | - | - | X | - | - | - | - | - | - | - | - | - | - | - | - | - | V1.0 | V1.2 | V1.2 | V1.2 | V1.2 | V1.2 | V1.2 | V1.2 | X
L9_MBIT_BC | EF_procedure | - | X | X | - | - | X | - | - | - | - | - | - | - | - | - | - | - | - | - | V1.0 | V1.2 | V1.2 | V1.2 | V1.2 | V1.2 | V1.2 | V1.2 | X
L9_MBIT_I | EF_procedure | - | X | X | - | - | X | - | - | - | - | - | - | - | - | - | - | - | - | - | V1.0 | V1.2 | V1.2 | V1.2 | V1.2 | V1.2 | V1.2 | V1.2 | X
L9_MBIT_IC | EF_procedure | - | X | X | - | - | X | - | - | - | - | - | - | - | - | - | - | - | - | - | V1.0 | V1.2 | V1.2 | V1.2 | V1.2 | V1.2 | V1.2 | V1.2 | X
L9_NBIT | EF_procedure | - | X | X | - | X | X | - | - | - | - | - | - | - | - | - | - | - | - | - | V1.0 | V1.0 | V1.0 | V1.0 | V1.0 | V1.0 | V1.0 | V1.0 | -
L9_NCBT | EF_procedure | - | X | X | - | X | X | - | - | - | - | - | - | - | - | - | - | - | - | - | V1.0 | V1.0 | V1.0 | V1.0 | V1.0 | V1.0 | V1.0 | V1.0 | -
L9_NOBT | EF_procedure | - | X | X | - | X | X | - | - | - | - | - | - | - | - | - | - | - | - | - | V1.0 | V1.0 | V1.0 | V1.0 | V1.0 | V1.0 | V1.0 | V1.0 | -
L9_OR | EF_procedure | - | X | X | - | X | X | - | - | - | - | - | - | - | - | - | - | - | - | - | V1.1 | V1.1 | V1.1 | V1.1 | V1.1 | V1.1 | V1.1 | V1.1 | -
L9_OR_BB | EF_procedure | - | X | X | - | - | X | - | - | - | - | - | - | - | - | - | - | - | - | - | V1.1 | V1.1 | V1.1 | V1.1 | V1.1 | V1.1 | V1.1 | V1.1 | -
L9_OR_BI | EF_procedure | - | X | X | - | - | X | - | - | - | - | - | - | - | - | - | - | - | - | - | V1.1 | V1.1 | V1.1 | V1.1 | V1.1 | V1.1 | V1.1 | V1.1 | -
L9_OR_IB | EF_procedure | - | X | X | - | - | X | - | - | - | - | - | - | - | - | - | - | - | - | - | V1.1 | V1.1 | V1.1 | V1.1 | V1.1 | V1.1 | V1.1 | V1.1 | -
L9_OR_II | EF_procedure | - | X | X | - | - | X | - | - | - | - | - | - | - | - | - | - | - | - | - | V1.1 | V1.1 | V1.1 | V1.1 | V1.1 | V1.1 | V1.1 | V1.1 | -
L9_RBIT | EF_procedure | - | X | X | - | X | X | - | - | - | - | - | - | - | - | - | - | - | - | - | V1.0 | V1.0 | V1.0 | V1.0 | V1.0 | V1.0 | V1.0 | V1.0 | -
L9_SBIT | EF_procedure | - | X | X | - | X | X | - | - | - | - | - | - | - | - | - | - | - | - | - | V1.0 | V1.0 | V1.0 | V1.0 | V1.0 | V1.0 | V1.0 | V1.0 | -
L9_SENS | EF_procedure | - | X | X | - | X | X | - | - | - | - | - | - | - | - | - | - | - | - | - | V1.0 | V1.1 | V1.1 | V1.1 | V1.1 | V1.1 | V1.1 | V1.1 | X
L9_SENS_B | EF_procedure | - | X | X | - | - | X | - | - | - | - | - | - | - | - | - | - | - | - | - | V1.0 | V1.1 | V1.1 | V1.1 | V1.1 | V1.1 | V1.1 | V1.1 | X
L9_SENS_BC | EF_procedure | - | X | X | - | - | X | - | - | - | - | - | - | - | - | - | - | - | - | - | V1.0 | V1.1 | V1.1 | V1.1 | V1.1 | V1.1 | V1.1 | V1.1 | X
L9_SENS_I | EF_procedure | - | X | X | - | - | X | - | - | - | - | - | - | - | - | - | - | - | - | - | V1.0 | V1.1 | V1.1 | V1.1 | V1.1 | V1.1 | V1.1 | V1.1 | X
L9_SENS_IC | EF_procedure | - | X | X | - | - | X | - | - | - | - | - | - | - | - | - | - | - | - | - | V1.0 | V1.1 | V1.1 | V1.1 | V1.1 | V1.1 | V1.1 | V1.1 | X
L9_XOR | EF_procedure | - | X | X | - | X | X | - | - | - | - | - | - | - | - | - | - | - | - | - | V1.1 | V1.1 | V1.1 | V1.1 | V1.1 | V1.1 | V1.1 | V1.1 | -
L9_XOR_BB | EF_procedure | - | X | X | - | - | X | - | - | - | - | - | - | - | - | - | - | - | - | - | V1.1 | V1.1 | V1.1 | V1.1 | V1.1 | V1.1 | V1.1 | V1.1 | -
L9_XOR_BI | EF_procedure | - | X | X | - | - | X | - | - | - | - | - | - | - | - | - | - | - | - | - | V1.1 | V1.1 | V1.1 | V1.1 | V1.1 | V1.1 | V1.1 | V1.1 | -
L9_XOR_IB | EF_procedure | - | X | X | - | - | X | - | - | - | - | - | - | - | - | - | - | - | - | - | V1.1 | V1.1 | V1.1 | V1.1 | V1.1 | V1.1 | V1.1 | V1.1 | -
L9_XOR_II | EF_procedure | - | X | X | - | - | X | - | - | - | - | - | - | - | - | - | - | - | - | - | V1.1 | V1.1 | V1.1 | V1.1 | V1.1 | V1.1 | V1.1 | V1.1 | -
FAMILY->MISC | 4 | [6 empty] | - | - | - | - | - | [16 empty] | -
L9_DISA | EF_procedure |  | X | X |  | X | X | - | - | - | - | - | - | - | - | - | - | - | - | - | - | V1.0 | V1.1 | V1.1 | V1.1 | V1.1 | V1.1 | V1.1 | X
L9_JSR | EF_procedure | - | X | X | - | X | X | - | - | - | - | - | - | - | - | - | - | - | - | - | V1.0 | V1.0 | V1.0 | V1.0 | V1.0 | V1.0 | V1.0 | V1.0 | -
L9_LAB | EF | - | X | X | - | X | X | - | - | - | - | - | - | - | - | - | - | - | - | - | V1.0 | V1.0 | V1.0 | V1.0 | V1.0 | V1.0 | V1.0 | V1.0 | -
L9_RET | EF | - | X | X | - | X | X | - | - | - | - | - | - | - | - | - | - | - | - | - | V1.0 | V1.0 | V1.0 | V1.0 | V1.0 | V1.0 | V1.0 | V1.0 | -
L9_SKP | EF_procedure | - | X | X | - | X | X | - | - | - | - | - | - | - | - | - | - | - | - | - | V1.0 | V1.0 | V1.0 | V1.0 | V1.0 | V1.0 | V1.0 | V1.0 | -
FAMILY->MOVE | 30 | [6 empty] | - | - | - | - | - | [16 empty] | -
L9_BLKM | EF_procedure | - | X | X | - | X | X | - | - | - | - | - | - | - | - | - | - | - | - | - | V1.2 | V1.2 | V1.2 | V1.2 | V1.2 | V1.2 | V1.2 | V1.2 | -
L9_BLKM_BB | EF_procedure | - | X | X | - | - | X | - | - | - | - | - | - | - | - | - | - | - | - | - | V1.2 | V1.2 | V1.2 | V1.2 | V1.2 | V1.2 | V1.2 | V1.2 | -
L9_BLKM_BI | EF_procedure | - | X | X | - | - | X | - | - | - | - | - | - | - | - | - | - | - | - | - | V1.2 | V1.2 | V1.2 | V1.2 | V1.2 | V1.2 | V1.2 | V1.2 | -
L9_BLKM_IB | EF_procedure | - | X | X | - | - | X | - | - | - | - | - | - | - | - | - | - | - | - | - | V1.2 | V1.2 | V1.2 | V1.2 | V1.2 | V1.2 | V1.2 | V1.2 | -
L9_BLKM_II | EF_procedure | - | X | X | - | - | X | - | - | - | - | - | - | - | - | - | - | - | - | - | V1.2 | V1.2 | V1.2 | V1.2 | V1.2 | V1.2 | V1.2 | V1.2 | -
L9_BLKT | EF_procedure | - | X | X | - | X | X | - | - | - | - | - | - | - | - | - | - | - | - | - | V1.2 | V1.3 | V1.3 | V1.3 | V1.3 | V1.3 | V1.3 | V1.3 | X
L9_BMDI | EF_procedure | - | X | X | - | X | X | - | - | - | - | - | - | - | - | - | - | - | - | - | V1.1 | V1.1 | V1.1 | V1.1 | V1.1 | V1.1 | V1.1 | V1.1 | -
L9_BMDI_BB | EF_procedure | - | X | X | - | - | X | - | - | - | - | - | - | - | - | - | - | - | - | - | V1.1 | V1.1 | V1.1 | V1.1 | V1.1 | V1.1 | V1.1 | V1.1 | -
L9_BMDI_BI | EF_procedure | - | X | X | - | - | X | - | - | - | - | - | - | - | - | - | - | - | - | - | V1.1 | V1.1 | V1.1 | V1.1 | V1.1 | V1.1 | V1.1 | V1.1 | -
L9_BMDI_IB | EF_procedure | - | X | X | - | - | X | - | - | - | - | - | - | - | - | - | - | - | - | - | V1.1 | V1.1 | V1.1 | V1.1 | V1.1 | V1.1 | V1.1 | V1.1 | -
L9_BMDI_II | EF_procedure | - | X | X | - | - | X | - | - | - | - | - | - | - | - | - | - | - | - | - | V1.1 | V1.1 | V1.1 | V1.1 | V1.1 | V1.1 | V1.1 | V1.1 | -
L9_FIN | EF_procedure | - | X | X | - | X | X | - | - | - | - | - | - | - | - | - | - | - | - | - | V1.2 | V1.2 | V1.2 | V1.2 | V1.2 | V1.2 | V1.2 | V1.2 | -
L9_FIN_B | EF_procedure | - | X | X | - | - | X | - | - | - | - | - | - | - | - | - | - | - | - | - | V1.2 | V1.2 | V1.2 | V1.2 | V1.2 | V1.2 | V1.2 | V1.2 | -
L9_FIN_I | EF_procedure | - | X | X | - | - | X | - | - | - | - | - | - | - | - | - | - | - | - | - | V1.2 | V1.2 | V1.2 | V1.2 | V1.2 | V1.2 | V1.2 | V1.2 | -
L9_FOUT | EF_procedure | - | X | X | - | X | X | - | - | - | - | - | - | - | - | - | - | - | - | - | V1.1 | V1.3 | V1.3 | V1.3 | V1.3 | V1.3 | V1.3 | V1.3 | X
L9_FOUT_B | EF_procedure | - | X | X | - | - | X | - | - | - | - | - | - | - | - | - | - | - | - | - | V1.0 | V1.3 | V1.3 | V1.3 | V1.3 | V1.3 | V1.3 | V1.3 | X
L9_FOUT_I | EF_procedure | - | X | X | - | - | X | - | - | - | - | - | - | - | - | - | - | - | - | - | V1.1 | V1.3 | V1.3 | V1.3 | V1.3 | V1.3 | V1.3 | V1.3 | X
L9_IBKR | EF_procedure | - | X | X | - | X | X | - | - | - | - | - | - | - | - | - | - | - | - | - | V1.2 | V1.2 | V1.2 | V1.2 | V1.2 | V1.2 | V1.2 | V1.2 | -
L9_IBKW | EF_procedure | - | X | X | - | X | X | - | - | - | - | - | - | - | - | - | - | - | - | - | V1.2 | V1.2 | V1.2 | V1.2 | V1.2 | V1.2 | V1.2 | V1.2 | -
L9_R2T | EF_procedure | - | X | X | - | X | X | - | - | - | - | - | - | - | - | - | - | - | - | - | V1.2 | V1.2 | V1.2 | V1.2 | V1.2 | V1.2 | V1.2 | V1.2 | -
L9_R2T_B | EF_procedure | - | X | X | - | - | X | - | - | - | - | - | - | - | - | - | - | - | - | - | V1.2 | V1.2 | V1.2 | V1.2 | V1.2 | V1.2 | V1.2 | V1.2 | -
L9_R2T_I | EF_procedure | - | X | X | - | - | X | - | - | - | - | - | - | - | - | - | - | - | - | - | V1.1 | V1.1 | V1.1 | V1.1 | V1.1 | V1.1 | V1.1 | V1.1 | -
L9_SRCH | EF_procedure | - | X | X | - | X | X | - | - | - | - | - | - | - | - | - | - | - | - | - | V1.1 | V1.1 | V1.1 | V1.1 | V1.1 | V1.1 | V1.1 | V1.1 | -
L9_T2R | EF_procedure | - | X | X | - | X | X | - | - | - | - | - | - | - | - | - | - | - | - | - | V1.2 | V1.2 | V1.2 | V1.2 | V1.2 | V1.2 | V1.2 | V1.2 | -
L9_T2R_B | EF_procedure | - | X | X | - | - | X | - | - | - | - | - | - | - | - | - | - | - | - | - | V1.2 | V1.2 | V1.2 | V1.2 | V1.2 | V1.2 | V1.2 | V1.2 | -
L9_T2R_I | EF_procedure | - | X | X | - | - | X | - | - | - | - | - | - | - | - | - | - | - | - | - | V1.1 | V1.1 | V1.1 | V1.1 | V1.1 | V1.1 | V1.1 | V1.1 | -
L9_T2T | EF_procedure | - | X | X | - | X | X | - | - | - | - | - | - | - | - | - | - | - | - | - | V1.2 | V1.2 | V1.2 | V1.2 | V1.2 | V1.2 | V1.2 | V1.2 | -
L9_T2T_B | EF_procedure | - | X | X | - | - | X | - | - | - | - | - | - | - | - | - | - | - | - | - | V1.2 | V1.2 | V1.2 | V1.2 | V1.2 | V1.2 | V1.2 | V1.2 | -
L9_T2T_I | EF_procedure | - | X | X | - | - | X | - | - | - | - | - | - | - | - | - | - | - | - | - | V1.1 | V1.1 | V1.1 | V1.1 | V1.1 | V1.1 | V1.1 | V1.1 | -
L9_TBLK | EF_procedure | - | X | X | - | X | X | - | - | - | - | - | - | - | - | - | - | - | - | - | V1.2 | V1.2 | V1.2 | V1.2 | V1.2 | V1.2 | V1.2 | V1.2 | -
FAMILY->PCFL | 22 | [6 empty] | - | - | - | - | - | [16 empty] | -
L9P_AIN | DFB | - | X | X | - | X | X | - | - | - | - | - | - | - | - | - | - | - | - | - | V1.1 | V1.1 | V1.1 | V1.1 | V1.1 | V1.1 | V1.1 | V1.1 | -
L9P_ALARM | DFB | - | X | X | - | X | X | - | - | - | - | - | - | - | - | - | - | - | - | - | V1.2 | V1.2 | V1.2 | V1.2 | V1.2 | V1.2 | V1.2 | V1.2 | -
L9P_AOUT | DFB | - | X | X | - | X | X | - | - | - | - | - | - | - | - | - | - | - | - | - | V1.2 | V1.2 | V1.2 | V1.2 | V1.2 | V1.2 | V1.2 | V1.2 | -
L9P_AVER | DFB | - | X | X | - | X | X | - | - | - | - | - | - | - | - | - | - | - | - | - | V1.0 | V1.0 | V1.0 | V1.0 | V1.0 | V1.0 | V1.0 | V1.0 | -
L9P_CALC | DFB | - | X | X | - | X | X | - | - | - | - | - | - | - | - | - | - | - | - | - | V1.1 | V1.1 | V1.1 | V1.1 | V1.1 | V1.1 | V1.1 | V1.1 | -
L9P_DELAY | DFB | - | X | X | - | X | X | - | - | - | - | - | - | - | - | - | - | - | - | - | V1.2 | V1.3 | V1.3 | V1.3 | V1.3 | V1.3 | V1.3 | V1.3 | X
L9P_INTEG | DFB | - | X | X | - | X | X | - | - | - | - | - | - | - | - | - | - | - | - | - | V1.3 | V1.4 | V1.4 | V1.4 | V1.4 | V1.4 | V1.4 | V1.4 | X
L9P_KPID | EFB | - | X | X | - | X | X | - | - | - | - | - | - | - | - | - | - | - | - | - | V1.1 | V1.2 | V1.2 | V1.2 | V1.2 | V1.2 | V1.2 | V1.2 | X
L9P_LIMIT | DFB | - | X | X | - | X | X | - | - | - | - | - | - | - | - | - | - | - | - | - | V1.0 | V1.0 | V1.0 | V1.0 | V1.0 | V1.0 | V1.0 | V1.0 | -
L9P_LIMV | DFB | - | X | X | - | X | X | - | - | - | - | - | - | - | - | - | - | - | - | - | V1.2 | V1.3 | V1.3 | V1.3 | V1.3 | V1.3 | V1.3 | V1.3 | X
L9P_LKUP | DFB | - | X | X | - | X | X | - | - | - | - | - | - | - | - | - | - | - | - | - | V1.3 | V1.3 | V1.3 | V1.3 | V1.3 | V1.3 | V1.3 | V1.3 | -
L9P_LLAG | DFB | - | X | X | - | X | X | - | - | - | - | - | - | - | - | - | - | - | - | - | V1.2 | V1.3 | V1.3 | V1.3 | V1.3 | V1.3 | V1.3 | V1.3 | X
L9P_MODE | DFB | - | X | X | - | X | X | - | - | - | - | - | - | - | - | - | - | - | - | - | V1.0 | V1.0 | V1.0 | V1.0 | V1.0 | V1.0 | V1.0 | V1.0 | -
L9P_ONOFF | DFB | - | X | X | - | X | X | - | - | - | - | - | - | - | - | - | - | - | - | - | V1.0 | V1.0 | V1.0 | V1.0 | V1.0 | V1.0 | V1.0 | V1.0 | -
L9P_PI | EFB | - | X | X | - | X | X | - | - | - | - | - | - | - | - | - | - | - | - | - | V1.1 | V1.3 | V1.3 | V1.3 | V1.3 | V1.3 | V1.3 | V1.3 | X
L9P_PID | EFB | - | X | X | - | X | X | - | - | - | - | - | - | - | - | - | - | - | - | - | V1.1 | V1.3 | V1.3 | V1.3 | V1.3 | V1.3 | V1.3 | V1.3 | X
L9P_RAMP | DFB | - | X | X | - | X | X | - | - | - | - | - | - | - | - | - | - | - | - | - | V1.2 | V1.3 | V1.3 | V1.3 | V1.3 | V1.3 | V1.3 | V1.3 | X
L9P_RATE | DFB | - | X | X | - | X | X | - | - | - | - | - | - | - | - | - | - | - | - | - | V1.2 | V1.3 | V1.3 | V1.3 | V1.3 | V1.3 | V1.3 | V1.3 | X
L9P_RATIO | DFB | - | X | X | - | X | X | - | - | - | - | - | - | - | - | - | - | - | - | - | V1.0 | V1.0 | V1.0 | V1.0 | V1.0 | V1.0 | V1.0 | V1.0 | -
L9P_RMPLN | DFB | - | X | X | - | X | X | - | - | - | - | - | - | - | - | - | - | - | - | - | V1.3 | V1.4 | V1.4 | V1.4 | V1.4 | V1.4 | V1.4 | V1.4 | X
L9P_SEL | DFB | - | X | X | - | X | X | - | - | - | - | - | - | - | - | - | - | - | - | - | V1.2 | V1.2 | V1.2 | V1.2 | V1.2 | V1.2 | V1.2 | V1.2 | -
L9P_TOTAL | DFB | - | X | X | - | X | X | - | - | - | - | - | - | - | - | - | - | - | - | - | V1.2 | V1.3 | V1.3 | V1.3 | V1.3 | V1.3 | V1.3 | V1.3 | X