## KC Grouping
KCC status | Done |  | 396 ref. |  |  |  |  | w/ test and registeration
Registation no. |  | Grouping | References |  | 우선순위 | Series | Production Line | Production Line | Dec | Material description | Control Voltage | KC | Remark | Remark
R-R-SEk-3BZ2-WRABHZ | 180731 | 1 | 3BZ2-WRABH | 3BZ2-WRABHZ | 1 | nEOCR | KR016006 | KR016006 | 6th Phoenix | EOCR-3BZ2 WR A-A 24V BOTTOM | 24 V AC/DC | Yes | Base
R-R-SEk-3BZ2-WRAUHZ | 180731 | 2 | 3BZ2-WRAUH | 3BZ2-WRAUHZ | 1 | nEOCR | KR016006 | KR016006 | 6th Phoenix | EOCR-3BZ2 WR A-A 100~240V | 단상 100~240 V AC/DC | Yes | Base
Remove | REMOVE |  | 3BZ2-WRAUHL |  |  | nEOCR | KR016006 | KR016006 | 6th Phoenix | EOCR-3BZ2 LOW-FRQ WR A-A | 단상 100~240 V AC/DC | Yes
R-R-SEk-3BZ2-WRAUHZ | 180731 |  | 3BZ2-WRAUT | 3BZ2-WRAUTZ | 2 | nEOCR | KR016006 | KR016006 | 6th Phoenix | EOCR-3BZ2 WR A-A 100~240V | 단상 100~240 V AC/DC | Yes | HW동일 외형차이에 따른 단순파생모델명 추가 |  | HW동일 외형차이에 따른 단순파생모델명 추가
R-R-SEk-3BZ2-WRCBHZ | 181119 | 3 |  | 3BZ2-WRCBHZ |  | nEOCR | KR016006 | KR016006 | 6th Phoenix | EOCR-3BZ2 1A1B 24V BOTTOM | 24 V AC/DC | Yes | Base
Remove | REMOVE |  | 3BZ2-WRCBTL |  |  | nEOCR | KR016006 | KR016006 | 6th Phoenix | EOCR-3BZ2 LOW-FRQ Terminal 1A1B 24V | 24 V AC/DC | Yes
R-R-SEk-3BZ2-WRCUHZ | 180731 | 4 | 3BZ2-WRCUH | 3BZ2-WRCUHZ | 1 | nEOCR | KR016006 | KR016006 | 6th Phoenix | EOCR-3BZ2 WR 1A1B 100~240V | 단상 100~240 V AC/DC | Yes | Base
Remove | REMOVE |  | 3BZ2-WRCUHL |  |  | nEOCR | KR016006 | KR016006 | 6th Phoenix | EOCR-3BZ2 LOW-FRQ WR 1A1B | 단상 100~240 V AC/DC | Yes
R-R-SEk-3BZ2-WRCUHZ | 180731 |  | 3BZ2-WRCUT | 3BZ2-WRCUTZ | 2 | nEOCR | KR016006 | KR016006 | 6th Phoenix | EOCR-3BZ2 WR 1A1B 100~240V | 단상 100~240 V AC/DC | Yes | HW동일 외형차이에 따른 단순파생모델명 추가 |  | HW동일 외형차이에 따른 단순파생모델명 추가
R-R-SEk-3DM2-H1DBWZ | 180731 | 5 | 3DM2-WRDBH | 3DM2-WRDBHZ | 5 | nEOCR | KR016006 | KR016006 | 6th Phoenix |  | 24 V AC/DC | Yes | 외장형 CT 구성품 제거 및 외형차이에 따른 단순파생모델명 추가 |  | 외장형 CT 구성품 제거 및 외형차이에 따른 단순파생모델명 추가
R-R-SEk-3DM2-H1DBWZ | 180731 |  | 3DM2-WRDBT | 3DM2-WRDBTZ | 4 | nEOCR | KR016006 | KR016006 | 6th Phoenix | EOCR-3DM2 WR 24V Terminal | 24 V AC/DC | Yes | 외장형 CT 구성품 제거 및 외형차이에 따른 단순파생모델명 추가 |  | 외장형 CT 구성품 제거 및 외형차이에 따른 단순파생모델명 추가
R-R-SEk-3DM2-H1DBWZ | 180731 |  | 3DM2-WRDBW | 3DM2-WRDBWZ | 3 | nEOCR | KR016006 | KR016006 | 6th Phoenix | EOCR-3DM2 WR 24V Window | 24 V AC/DC | Yes | 외장형 CT 구성품 제거 |  | 외장형 CT 구성품 제거
Remove | REMOVE |  | 3DM2-WRDBWL |  |  | nEOCR | KR016006 | KR016006 | 6th Phoenix | EOCR-3DM2 Low-FRQ WR 24V Windo | 24 V AC/DC | Yes |  |  | Change CT ratio
R-R-SEk-3DM2-H1DBWZ | 180731 |  | 3DM2-H1DBW | 3DM2-H1DBWZ | 1 | nEOCR | KR016006 | KR016006 | 6th Phoenix | EOCR-3DM2 100 3CT 24V Window | 24 V AC/DC | Yes | Base
Remove | REMOVE |  | 3DM2-H1DBWL |  |  | nEOCR | KR016006 | KR016006 | 6th Phoenix | EOCR-3DM2 Low-FRQ 100 3CT 24V | 24 V AC/DC | Yes |  |  | Change CT ratio
R-R-SEk-3DM2-H1DBWZ | 180731 |  | 3DM2-HHDBW | 3DM2-HHDBWZ | 2 | nEOCR | KR016006 | KR016006 | 6th Phoenix | EOCR-3DM2 150 3CT 24V Window | 24 V AC/DC | Yes | CT 배율 차이로 인한 단순파생모델명 추가 |  | CT 배율 차이로 인한 단순파생모델명 추가
R-R-SEk-3DM2-H4DUWZ | 180731 | 6 | 3DM2-WRDUH | 3DM2-WRDUHZ | 8 | nEOCR | KR016006 | KR016006 | 6th Phoenix | EOCR-3DM2 WR 100~240V Bottom | 단상 100~240 V AC/DC | Yes | 외장형 CT 구성품 제거 및 외형차이에 따른 단순파생모델명 추가 |  | 외장형 CT 구성품 제거 및 외형차이에 따른 단순파생모델명 추가
Remove | REMOVE |  | 3DM2-WRDUHL |  |  | nEOCR | KR016006 | KR016006 | 6th Phoenix | EOCR-3DM2 Low-FRQ WR 100~240V | 단상 100~240 V AC/DC | Yes
R-R-SEk-3DM2-H4DUWZ | 180731 |  | 3DM2-WRDUT | 3DM2-WRDUTZ | 7 | nEOCR | KR016006 | KR016006 | 6th Phoenix | EOCR-3DM2 WR 100~240V Terminal | 단상 100~240 V AC/DC | Yes | 외장형 CT 구성품 제거 및 외형차이에 따른 단순파생모델명 추가 |  | 외장형 CT 구성품 제거 및 외형차이에 따른 단순파생모델명 추가
Remove | REMOVE |  | 3DM2-WRDUTL |  |  | nEOCR | KR016006 | KR016006 | 6th Phoenix | EOCR-3DM2 Low-FRQ WR 100~240V | 단상 100~240 V AC/DC | Yes
R-R-SEk-3DM2-H4DUWZ | 180731 |  | 3DM2-WRDUW | 3DM2-WRDUWZ | 6 | nEOCR | KR016006 | KR016006 | 6th Phoenix | EOCR-3DM2 WR 100~240V Window | 단상 100~240 V AC/DC | Yes | 외장형 CT 구성품 제거 |  | 외장형 CT 구성품 제거
Remove | REMOVE |  | 3DM2-WRDUWL |  |  | nEOCR | KR016006 | KR016006 | 6th Phoenix | EOCR-3DM2 LOW-FRQ WR 100~240V | 단상 100~240 V AC/DC | Yes
Remove | REMOVE |  | 3DM2-WRDUWP2 |  |  | nEOCR | KR016006 | KR016006 | 6th Phoenix | EOCR-3DM2 WR 100~240V Win(2Points) | 단상 100~240 V AC/DC | Yes
R-R-SEk-3DM2-H4DUWZ | 180731 |  | 3DM2-H1DUW | 3DM2-H1DUWZ | 5 | nEOCR | KR016006 | KR016006 | 6th Phoenix | EOCR-3DM2 100 3CT 100~240V Win | 단상 100~240 V AC/DC | Yes | CT 배율 차이로 인한 단순파생모델명 추가 |  | CT 배율 차이로 인한 단순파생모델명 추가
Remove | REMOVE |  | 3DM2-H1DUWL |  |  | nEOCR | KR016006 | KR016006 | 6th Phoenix | EOCR-3DM2 Low-FRQ 100 3CT 100~ | 단상 100~240 V AC/DC | Yes
R-R-SEk-3DM2-H4DUWZ | 180731 |  | 3DM2-H2DUW | 3DM2-H2DUWZ | 4 | nEOCR | KR016006 | KR016006 | 6th Phoenix | EOCR-3DM2 200 3CT 100~240V Win | 단상 100~240 V AC/DC | Yes | CT 배율 차이로 인한 단순파생모델명 추가 |  | CT 배율 차이로 인한 단순파생모델명 추가
Remove | REMOVE |  | 3DM2-H2DUWL |  |  | nEOCR | KR016006 | KR016006 | 6th Phoenix | EOCR-3DM2 LOW-FRQ 200 3CT | 단상 100~240 V AC/DC | Yes
R-R-SEk-3DM2-H4DUWZ | 180731 |  | 3DM2-H3DUW | 3DM2-H3DUWZ | 3 | nEOCR | KR016006 | KR016006 | 6th Phoenix | EOCR-3DM2 300 3CT 100~240V Win | 단상 100~240 V AC/DC | Yes | CT 배율 차이로 인한 단순파생모델명 추가 |  | CT 배율 차이로 인한 단순파생모델명 추가
Remove | REMOVE |  | 3DM2-H3DUWL |  |  | nEOCR | KR016006 | KR016006 | 6th Phoenix | EOCR-3DM2 Low-FRQ 300 3CT 100~ | 단상 100~240 V AC/DC | Yes
R-R-SEk-3DM2-H4DUWZ | 180731 |  | 3DM2-H4DUW | 3DM2-H4DUWZ | 1 | nEOCR | KR016006 | KR016006 | 6th Phoenix | EOCR-3DM2 400 3CT 100~240V Win | 단상 100~240 V AC/DC | Yes | Base
R-R-SEk-3DM2-H4DUWZ | 180731 |  | 3DM2-HHDUW | 3DM2-HHDUWZ | 2 | nEOCR | KR016006 | KR016006 | 6th Phoenix | EOCR-3DM2 150 3CT 100~240V Win | 단상 100~240 V AC/DC | Yes | CT 배율 차이로 인한 단순파생모델명 추가 |  | CT 배율 차이로 인한 단순파생모델명 추가
Remove | REMOVE |  | 3DM2-HHDUWL |  |  | nEOCR | KR016006 | KR016006 | 6th Phoenix | EOCR-3DM2 Low-FRQ 150 3CT 100~ | 단상 100~240 V AC/DC | Yes
R-R-SEk-3MZ2-H4AUWZ | 181119 | 7 |  | 3MSZ-WRAUWHYZ | 3 | nEOCR | KR016006 | KR016006 | 6th Phoenix | EOCR-3MSZ HYNIX(3MZ2) | 단상 100~240 V AC/DC | Yes | 3MZ2-H4AUW, 외장형 CT 구성품 제거 및 프로그램 변경
Remove | REMOVE |  | 3MSZKIWRAUWHY | [8 empty] | Yes
R-R-SEk-3MZ2-H4AUWZ | 180731 | 8 | 3MZ2-WRAUH | 3MZ2-WRAUHZ | 7 | nEOCR | KR016006 | KR016006 | 6th Phoenix | EOCR-3MZ2 WR A-A 100~240V Bott | 단상 100~240 V AC/DC | Yes | 외장형 CT 구성품 제거 및 외형차이에 따른 단순파생모델명 추가 |  | 외장형 CT 구성품 제거 및 외형차이에 따른 단순파생모델명 추가
Remove | REMOVE |  | 3MZ2-WRAUHL |  |  | nEOCR | KR016006 | KR016006 | 6th Phoenix | EOCR-3MZ2 Low-FRQ WR A-A 100~2 | 단상 100~240 V AC/DC | Yes
Remove | REMOVE |  | 3MZ2-WRAUTL |  |  | nEOCR | KR016006 | KR016006 | 6th Phoenix | EOCR-3MZ2 Low-FRQ WR A-A 100~2 | 단상 100~240 V AC/DC | Yes
R-R-SEk-3MZ2-H4AUWZ | 180731 |  | 3MZ2-WRAUW | 3MZ2-WRAUWZ | 6 | nEOCR | KR016006 | KR016006 | 6th Phoenix | EOCR-3MZ2 WR A-A 100~240V Wind | 단상 100~240 V AC/DC | Yes | 외장형 CT 구성품 제거 |  | 외장형 CT 구성품 제거
Remove | REMOVE |  | 3MZ2-WRAUWHY |  |  | nEOCR | KR016006 | KR016006 | 6th Phoenix | EOCR-3MZ2 HYNIX WR A-A | 단상 100~240 V AC/DC | Yes
Remove | REMOVE |  | 3MZ2-WRAUWL |  |  | nEOCR | KR016006 | KR016006 | 6th Phoenix | EOCR-3MZ2 Low-FRQ WR A-A 100~2 | 단상 100~240 V AC/DC | Yes
R-R-SEk-3MZ2-H4AUWZ | 180731 |  | 3MZ2-H1AUW | 3MZ2-H1AUWZ | 5 | nEOCR | KR016006 | KR016006 | 6th Phoenix | EOCR-3MZ2 3CT 100 A-A 100~240V | 단상 100~240 V AC/DC | Yes | CT 배율 차이로 인한 단순파생모델명 추가 |  | CT 배율 차이로 인한 단순파생모델명 추가
R-R-SEk-3MZ2-H4AUWZ | 180731 |  | 3MZ2-H2AUW | 3MZ2-H2AUWZ | 4 | nEOCR | KR016006 | KR016006 | 6th Phoenix | EOCR-3MZ2 3CT 200 A-A 100~240V | 단상 100~240 V AC/DC | Yes | CT 배율 차이로 인한 단순파생모델명 추가 |  | CT 배율 차이로 인한 단순파생모델명 추가
R-R-SEk-3MZ2-H4AUWZ | 180731 |  | 3MZ2-H3AUW | 3MZ2-H3AUWZ | 2 | nEOCR | KR016006 | KR016006 | 6th Phoenix | EOCR-3MZ2 3CT 300 A-A 100~240V | 단상 100~240 V AC/DC | Yes | CT 배율 차이로 인한 단순파생모델명 추가 |  | CT 배율 차이로 인한 단순파생모델명 추가
R-R-SEk-3MZ2-H4AUWZ | 180731 |  | 3MZ2-H4AUW | 3MZ2-H4AUWZ | 1 | nEOCR | KR016006 | KR016006 | 6th Phoenix | EOCR-3MZ2 3CT 400 A-A 100~240V | 단상 100~240 V AC/DC | Yes | Base
R-R-SEk-3MZ2-H4AUWZ | 180731 |  | 3MZ2-HHAUW | 3MZ2-HHAUWZ | 2 | nEOCR | KR016006 | KR016006 | 6th Phoenix | EOCR-3MZ2 3CT 150 A-A 100~240V | 단상 100~240 V AC/DC | Yes | CT 배율 차이로 인한 단순파생모델명 추가 |  | CT 배율 차이로 인한 단순파생모델명 추가
Remove | REMOVE |  | 3MZ2-HHAUWL |  |  | nEOCR | KR016006 | KR016006 | 6th Phoenix |  | 단상 100~240 V AC/DC
R-R-Sek-3MZ2-WRABWZ | 181130 | 10 |  | 3MZ2-WRABWZ |  | nEOCR | KR016006 | KR016006 | 6th Phoenix | EOCR-3MZ2 WR A-A 24V Window | 24 V AC/DC | Yes | Base
R-R-SEk-3MZ2-WRABHZ | 181212 |  |  | 3MZ2-WRABHZ |  | nEOCR | KR016006 | KR016006 | 6th Phoenix | EOCR-3MZ2 WR A-A 24V Bottom | 24 V AC/DC |  | HW동일 외형차이에 따른 단순파생모델명 추가
R-R-Sek-3MZ2-WRABWZ | 181130 |  |  | 3MZ2-WRABTZ |  | nEOCR | KR016006 | KR016006 | 6th Phoenix | EOCR-3MZ2 WR A-A 24V Terminal | 24 V AC/DC | Yes | HW동일 외형차이에 따른 단순파생모델명 추가
R-R-SEk-3MZ2-H3CUWZ | 181119 | 11 |  | 3MZ2-WRCUHZ |  | nEOCR | KR016006 | KR016006 | 6th Phoenix | EOCR-3MZ2 WR 1A1B 100~240V Bot | 단상 100~240 V AC/DC | Yes | 외장형 CT 구성품 제거 및 외형차이에 따른 단순파생모델명 추가
Remove | REMOVE |  | 3MZ2-WRCUHL |  |  | nEOCR | KR016006 | KR016006 | 6th Phoenix | EOCR-3MZ2 Low-FRQ WR 1A1B 100~ | 단상 100~240 V AC/DC | Yes
R-R-SEk-3MZ2-H3CUWZ | 181119 |  |  | 3MZ2-WRCUTZ |  | nEOCR | KR016006 | KR016006 | 6th Phoenix | EOCR-3MZ2 WR 1A1B 100~240V Ter | 단상 100~240 V AC/DC | Yes | 외장형 CT 구성품 제거 및 외형차이에 따른 단순파생모델명 추가
R-R-SEk-3MZ2-H3CUWZ | 181119 |  |  | 3MZ2-WRCUWZ |  | nEOCR | KR016006 | KR016006 | 6th Phoenix | EOCR-3MZ2 WR 1A1B 100~240V Win | 단상 100~240 V AC/DC | Yes | 외장형 CT 구성품 제거
Remove | REMOVE |  | 3MZ2-WRCUWL |  |  | nEOCR | KR016006 | KR016006 | 6th Phoenix | EOCR-3MZ2 Low-FRQ WR 1A1B 100~ | 단상 100~240 V AC/DC | Yes
R-R-SEk-3MZ2-H3CUWZ | 181119 |  |  | 3MZ2-H1CUWZ |  | nEOCR | KR016006 | KR016006 | 6th Phoenix | EOCR-3MZ2 3CT 100 1A1B 100~240 | 단상 100~240 V AC/DC | Yes | CT 배율 차이로 인한 단순파생모델명 추가 | 1.56
Remove | REMOVE |  | 3MZ2-H1CUWL |  |  | nEOCR | KR016006 | KR016006 | 6th Phoenix | EOCR-3MZ2 3CT Low-FRQ 100 1A1B | 단상 100~240 V AC/DC | Yes |  | 2193.931 | 5.265
R-R-SEk-3MZ2-H3CUWZ | 181119 |  |  | 3MZ2-H3CUWZ |  | nEOCR | KR016006 | KR016006 | 6th Phoenix | EOCR-3MZ2 3CT 300 1A1B 100~240 | 단상 100~240 V AC/DC | Yes | Base
R-R-SEk-3MZ2-H3CUWZ | 181119 |  |  | 3MZ2-HHCUWZ |  | nEOCR | KR016006 | KR016006 | 6th Phoenix | EOCR-3MZ2 3CT 150 1A1B 100~240 | 단상 100~240 V AC/DC | Yes | CT 배율 차이로 인한 단순파생모델명 추가
R-R-SEk-3MZ2-H2CBWZ | 181130 | 12 |  | 3MZ2-WRCBWZ | 3 | nEOCR | KR016006 | KR016006 | 6th Phoenix | EOCR-3MZ2 WR 1A1B 24V Win | 24 V AC/DC | Yes | 외장형 CT 구성품 제거
R-R-SEk-3MZ2-H2CBWZ | 181130 |  |  | 3MZ2-H1CBWZ | 2 | nEOCR | KR016006 | KR016006 | 6th Phoenix | EOCR-3MZ2 3CT 100 1A1B 24V Win | 24 V AC/DC | Yes | CT 배율 차이로 인한 단순파생모델명 추가
R-R-SEk-3MZ2-H2CBWZ | 181130 |  |  | 3MZ2-H2CBWZ | 1 | nEOCR | KR016006 | KR016006 | 6th Phoenix | EOCR-3MZ2 3CT 200 1A1B 24V Win | 24 V AC/DC | Yes | Base
R-R-SEk-3MZ2-H2CBWZ | 181130 | 13 |  | 3MZ2-WRDBHZ | 4 | nEOCR | KR016006 | KR016006 | 6th Phoenix | EOCR-3MZ2 WR B-A 24V Bottom | 24 V AC/DC | Yes | 3MZ2-WRCBWZ, HW 동일 외형차이 및 프로그램 변경
R-R-SEk-3MZ2-H4DUWZ | 180731 | 14 | 3MZ2-WRDUH | 3MZ2-WRDUHZ | 6 | nEOCR | KR016006 | KR016006 | 6th Phoenix | EOCR-3MZ2 WR B-A 100~240V Bott | 단상 100~240 V AC/DC | Yes | 외장형 CT 구성품 제거 및 외형차이에 따른 단순파생모델명 추가 |  | 외장형 CT 구성품 제거 및 외형차이에 따른 단순파생모델명 추가
R-R-SEk-3MZ2-H4DUWZ | 180731 |  | 3MZ2-WRDUT | 3MZ2-WRDUTZ | 5 | nEOCR | KR016006 | KR016006 | 6th Phoenix | EOCR-3MZ2 WR B-A 100~240V Term | 단상 100~240 V AC/DC | Yes | 외장형 CT 구성품 제거 및 외형차이에 따른 단순파생모델명 추가 |  | 외장형 CT 구성품 제거 및 외형차이에 따른 단순파생모델명 추가
R-R-SEk-3MZ2-H4DUWZ | 180731 |  | 3MZ2-WRDUW | 3MZ2-WRDUWZ | 4 | nEOCR | KR016006 | KR016006 | 6th Phoenix | EOCR-3MZ2 WR B-A 100~240V Wind | 단상 100~240 V AC/DC | Yes | 외장형 CT 구성품 제거 |  | 외장형 CT 구성품 제거
R-R-SEk-3MZ2-H4DUWZ | 180731 |  | 3MZ2-H1DUW | 3MZ2-H1DUWZ | 3 | nEOCR | KR016006 | KR016006 | 6th Phoenix | EOCR-3MZ2 3CT 100 B-A 100~240V | 단상 100~240 V AC/DC | Yes | CT 배율 차이로 인한 단순파생모델명 추가 |  | CT 배율 차이로 인한 단순파생모델명 추가
R-R-SEk-3MZ2-H4DUWZ | 180731 |  | 3MZ2-H2DUW | 3MZ2-H2DUWZ | 2 | nEOCR | KR016006 | KR016006 | 6th Phoenix | EOCR-3MZ2 3CT 200 B-A 100~240V | 단상 100~240 V AC/DC | Yes | CT 배율 차이로 인한 단순파생모델명 추가 |  | CT 배율 차이로 인한 단순파생모델명 추가
Remove | REMOVE |  | 3MZ2-H3DUWL |  |  | nEOCR | KR016006 | KR016006 | 6th Phoenix | EOCR-3MZ2 3CT Low-FRQ 300 B-A | 단상 100~240 V AC/DC | Yes
R-R-SEk-3MZ2-H4DUWZ | 180731 |  | 3MZ2-H4DUW | 3MZ2-H4DUWZ | 1 | nEOCR | KR016006 | KR016006 | 6th Phoenix | EOCR-3MZ2 3CT 400 B-A 100~240V | 단상 100~240 V AC/DC | Yes | Base
MSIP-REM-SEk-DOCRD-HALLB | Done | 15 | DOCRD-HALLB |  |  | DOCR | KR016005 | KR016005 | 5th Analog | DOCR DIGITAL 24 HALL-SENSOR | 24 V AC/DC | Yes | Base
MSIP-REM-SEk-DOCRD-HALLB | Done |  | DUCRD-HALLB |  |  | DOCR | KR016005 | KR016005 | 5th Analog | DUCR DIGITAL 24 HALL-SENSOR | 24 V AC/DC | Yes | FW change
MSIP-REM-SEk-DOCRD-HALLZ74H | done | 16 | DOCRD-HALLZ7 |  |  | DOCR | KR016005 | KR016005 | 5th Analog | DOCR DIGITAL HALL-SENSOR | 단상 100~240 V AC/DC | Yes | Base |  | without Hall sensor
MSIP-REM-SEk-DOCRD-HALLZ74H | done |  | DOCRD-HALLZ74H |  |  | DOCR | KR016005 | KR016005 | 5th Analog | DOCR DIGITAL HALL-SENSOR 400A | 단상 100~240 V AC/DC | Yes | External Hall-sensor 400 type |  | Base
MSIP-REM-SEk-DOCRD-HALLZ74H | done |  | DUCRD-HALLZ7 |  |  | DOCR | KR016005 | KR016005 | 5th Analog | DUCR DIGITAL HALL-SENSOR | 단상 100~240 V AC/DC | Yes | FW change |  | FW change
MSIP-REM-SEk-DOCRD-SHUNTB | Done | 17 | DOCRD-SHUNTB |  |  | DOCR | KR016005 | KR016005 | 5th Analog | DOCR DIGITAL 24 SHUNT | 24 V AC/DC | Yes | Base
MSIP-REM-SEk-DOCRD-SHUNTZ7 | Done | 18 | DOCRD-SHUNTZ7 |  |  | DOCR | KR016005 | KR016005 | 5th Analog | DOCR DIGITAL SHUNT | 단상 100~240 V AC/DC | Yes | Base
MSIP-REM-SEk-DOCRD-SHUNTZ7 | Done |  | DOCRD-SHUNTZ7X |  |  | DOCR | KR016005 | KR016005 | 5th Analog | DOCR DIGITAL SHUNT NONPOLAR | 단상 100~240 V AC/DC | Yes | Without Shunt
MSIP-REM-SEk-DOCRD-SHUNTZ7 | Done |  | DUCRD-SHUNTZ7 |  |  | DOCR | KR016005 | KR016005 | 5th Analog | DUCR DIGITAL SHUNT | 단상 100~240 V AC/DC | Yes | FW change
MSIP-REM-SEk-DVR-110Z7 | Done | 19 | DVR-110Z7 |  |  | DVR | KR016005 | KR016005 | 5th Analog | DVR 110 | 단상 100~240 V AC/DC | Yes | Base
MSIP-REM-SEk-DVR-220Z7 | Done | 20 | DVR-220Z7 |  |  | DVR | KR016005 | KR016005 | 5th Analog | DVR 220 | 단상 220 V AC | Yes | Base
MSIP-REM-SEk-ECLHL-xxDZ7 | Done | 21 | ECLHHL-DZ7 |  |  | ECLH | KR016004 | KR016004 | 4th Digital | ECLH-HL | 단상 100~240 V AC/DC | Yes | Base
MSIP-REM-SEk-ECLHL-xxDZ7 | Done |  | ECLHHL-X1DZ7 |  |  | ECLH | KR016004 | KR016004 | 4th Digital | ECLH-HL 100 W/O | 단상 100~240 V AC/DC | Yes | Without ZCT
MSIP-REM-SEk-EFR-25RF7 | Done | 22 | EFR-25RF7 |  |  | EFR | KR016001 | KR016005 | 5th Analog | EFR 2.5 R 110 | 단상 110 V AC | Yes | Base
MSIP-REM-SEk-EFR-25RM7 | Done | 23 | EFR-25RM7 |  |  | EFR | KR016001 | KR016005 | 5th Analog | EFR 2.5 R 220 (ONLY) | 단상 220 V AC | Yes | Base
Remove | REMOVE | 24 | EGR-03RY7M |  |  | EGR | KR016005 | KR016005 | 5th Analog | EGR 03 R 110/220 MAN | 단상 110/220 V AC | Yes | Base
Remove | REMOVE |  | EGR-05RY7M |  |  | EGR | KR016005 | KR016005 | 5th Analog | EGR 05R 110/220 MAN | 단상 110/220 V AC | Yes | Resistor change
Remove | REMOVE |  | EGR-05RY7R |  |  | EGR | KR016005 | KR016005 | 5th Analog | EGR 05R 110/220 AUTO | 단상 110/220 V AC | Yes | FW change and Resistor
Remove | REMOVE |  | EGR-20RY7M |  |  | EGR | KR016005 | KR016005 | 5th Analog | EGR 20R 110/220 MAN | 단상 110/220 V AC | Yes | Resistor change
Remove | REMOVE | 25 | EGR-05RZ7M |  |  | EGR | KR016005 | KR016005 | 5th Analog | EGR 05 R 220(FREE) MAN | 단상 100~240 V AC | Yes | Base
Remove | REMOVE |  | EGR-05NZ7M |  |  | EGR | KR016005 | KR016005 | 5th Analog | EGR 05 N 220(FREE) MAN | 단상 100~240 V AC | Yes | Jumper wiring
Remove | REMOVE |  | EGR-05RZ7R |  |  | EGR | KR016005 | KR016005 | 5th Analog | EGR 05 R 220(FREE) AUTO | 단상 100~240 V AC | Yes | FW change
Remove | REMOVE |  | EGR-10NZ7M |  |  | EGR | KR016005 | KR016005 | 5th Analog | EGR 10N 220(FREE)MAN | 단상 100~240 V AC | Yes | FW change and Resistor
Remove | REMOVE |  | EGR-10RZ7M |  |  | EGR | KR016005 | KR016005 | 5th Analog | EGR 10 R 220(FREE) MAN | 단상 100~240 V AC | Yes | Resistor change
Remove | REMOVE |  | EGR-10RZ7R |  |  | EGR | KR016005 | KR016005 | 5th Analog | EGR 10 R 220(FREE) AUTO | 단상 100~240 V AC | Yes | FW change and Resistor
Remove | REMOVE |  | EGR-20RZ7M |  |  | EGR | KR016005 | KR016005 | 5th Analog | EGR 20 R 220(FREE) MAN | 단상 100~240 V AC | Yes | Resistor change
Remove | REMOVE | 26 | EGR-05RM7M |  |  | EGR | KR016005 | KR016005 | 5th Analog | EGR 05 R 230V 50/60HZ MAN | 단상 220 V AC | Yes | Base
Remove | REMOVE | 27 | EGR-10REM |  |  | EGR | KR016005 | KR016005 | 5th Analog | EGR 10 R 48 MAN | 48 V DC | Yes | Base
MSIP-REM-SEk-ELR-30RU | Done | 28 | ELR-30RU |  |  | ELR |  |  |  | ELR 3 R AC/DC 100~240V | 단상 100~240 V AC/DC | Yes | Base
MSIP-REM-SEk-EOCR3DE-WRDB | Done | 29 | EOCR3DE-WRDB |  |  | E-Version | KR016004 | KR016004 | 4th Digital | EOCR-3DE WR 24 | 24 V AC/DC | Yes | Base
MSIP-REM-SEk-EOCR3DE-WRDB | Done |  | EOCR3DE-H1DB |  |  | E-Version | KR016004 | KR016004 | 4th Digital | EOCR-3DE 100 3CT 24 | 24 V AC/DC | Yes | External CT combined type
MSIP-REM-SEk-EOCR3DE-WRDB | Done |  | EOCR3DE-HHDB |  |  | E-Version | KR016004 | KR016004 | 4th Digital | EOCR-3DE 150 3CT 24 | 24 V AC/DC | Yes | External CT combined type
MSIP-REM-SEk-EOCR3DE-WRDZ7 | Done | 30 | EOCR3DE-WRDZ7 |  |  | E-Version | KR016004 | KR016004 | 4th Digital | EOCR-3DE WR DC/AC 110~220 | 단상 100~240 V AC/DC | Yes | Base
MSIP-REM-SEk-EOCR3DE-WRDZ7 | Done |  | EOCR3DEV-WRDZ7 |  |  | E-Version | KR016004 | KR016004 | 4th Digital | EOCR-3DE MO WR 110-220 | 단상 100~240 V AC/DC | Yes | Special order
MSIP-REM-SEk-EOCR3DE-WRDZ7 | Done |  | EOCR3DE-H1DZ7 |  |  | E-Version | KR016004 | KR016004 | 4th Digital | EOCR-3DE 100 3CT DC/AC 110~220 | 단상 100~240 V AC/DC | Yes | External CT combined type
MSIP-REM-SEk-EOCR3DE-WRDZ7 | Done |  | EOCR3DE-H2DZ7 |  |  | E-Version | KR016004 | KR016004 | 4th Digital | EOCR-3DE 200 3CT DC/AC 110~220 | 단상 100~240 V AC/DC | Yes | External CT combined type
MSIP-REM-SEk-EOCR3DE-WRDZ7 | Done |  | EOCR3DE-H3DZ7 |  |  | E-Version | KR016004 | KR016004 | 4th Digital | EOCR-3DE 300 3CT DC/AC 110~220 | 단상 100~240 V AC/DC | Yes | External CT combined type
MSIP-REM-SEk-EOCR3DE-WRDZ7 | Done |  | EOCR3DE-H4DZ7 |  |  | E-Version | KR016004 | KR016004 | 4th Digital | EOCR-3DE 400 3CT DC/AC 110~220 | 단상 100~240 V AC/DC | Yes | External CT combined type
MSIP-REM-SEk-EOCR3DE-WRDZ7 | Done |  | EOCR3DE-HHDZ7 |  |  | E-Version | KR016004 | KR016004 | 4th Digital | EOCR-3DE 150 3CT DC/AC 110~220 | 단상 100~240 V AC/DC | Yes | External CT combined type
MSIP-REM-SEk-EOCR3E420-WRZ7 | Done | 31 | EOCR3E420-WRZ7 |  |  | E-Version | KR016004 | KR016004 | 4th Digital | EOCR-3E420 WR DC/AC 110~220 | 단상 100~240 V AC/DC | Yes | Base
MSIP-REM-SEk-EOCR3E420-WRZ7 | Done |  | EOCR3E420-H1Z7 |  |  | E-Version | KR016004 | KR016004 | 4th Digital | EOCR-3E420 100 3CT DC/AC 110~220 | 단상 100~240 V AC/DC | Yes | External CT combined type
MSIP-REM-SEk-EOCR3E420-WRZ7 | Done |  | EOCR3E420-H2Z7 |  |  | E-Version | KR016004 | KR016004 | 4th Digital | EOCR-3E420 200 3CT DC/AC 110~220 | 단상 100~240 V AC/DC | Yes | External CT combined type
MSIP-REM-SEk-EOCR3E420-WRZ7 | Done |  | EOCR3E420-H3Z7 |  |  | E-Version | KR016004 | KR016004 | 4th Digital | EOCR-3E420 300 3CT DC/AC 110~220 | 단상 100~240 V AC/DC | Yes | External CT combined type
MSIP-REM-SEk-EOCR3E420-WRZ7 | Done |  | EOCR3E420-H4Z7 |  |  | E-Version | KR016004 | KR016004 | 4th Digital | EOCR-3E420 400 3CT DC/AC 110~220 | 단상 100~240 V AC/DC | Yes | External CT combined type
MSIP-REM-SEk-EOCR3E420-WRZ7 | Done |  | EOCR3E420-HHZ7 |  |  | E-Version | KR016004 | KR016004 | 4th Digital | EOCR-3E420 150 3CT DC/AC 110~220 | 단상 100~240 V AC/DC | Yes | External CT combined type
MSIP-REM-SEk-EOCR3E420-WR9 | Done | 32 | EOCR3E420-WR9 |  |  | E-Version | KR016004 | KR016004 | 4th Digital | EOCR-3E420 WR 24 | 24 V AC/DC | Yes | Base
MSIP-REM-SEk-EOCR3EZ-WRAZ7A | Done | 33 | EOCR3EZ-WRAZ7A |  |  | E-Version | KR016004 | KR016004 | 4th Digital | E0CR-3EZ WR A-A DC/AC 110~220 | 단상 100~240 V AC/DC | Yes | Base
MSIP-REM-SEk-EOCR3EZ-WRAZ7A | Done |  | EOCR3EZV-WRAZ7A |  |  | E-Version | KR016004 | KR016004 | 4th Digital | E0CR-3EZ MO WR A-A 110-220 | 단상 100~240 V AC/DC | Yes | Special order
MSIP-REM-SEk-EOCR3EZ-WRAZ7A | Done |  | EOCR3EZ-H1AZ7A |  |  | E-Version | KR016004 | KR016004 | 4th Digital | EOCR-3EZ 100 3CT A-A DC/AC 110~220 | 단상 100~240 V AC/DC | Yes | External CT combined type
MSIP-REM-SEk-EOCR3EZ-WRAZ7A | Done |  | EOCR3EZ-H2AZ7A |  |  | E-Version | KR016004 | KR016004 | 4th Digital | EOCR-3EZ 200 3CT A-A DC/AC 110~220 | 단상 100~240 V AC/DC | Yes | External CT combined type
MSIP-REM-SEk-EOCR3EZ-WRAZ7A | Done |  | EOCR3EZ-H3AZ7A |  |  | E-Version | KR016004 | KR016004 | 4th Digital | EOCR-3EZ 300 3CT A-A DC/AC 110~220 | 단상 100~240 V AC/DC | Yes | External CT combined type
MSIP-REM-SEk-EOCR3EZ-WRAZ7A | Done |  | EOCR3EZ-H4AZ7A |  |  | E-Version | KR016004 | KR016004 | 4th Digital | EOCR-3EZ 400 3CT A-A DC/AC 110~220 | 단상 100~240 V AC/DC | Yes | External CT combined type
MSIP-REM-SEk-EOCR3EZ-WRAZ7A | Done |  | EOCR3EZ-HHAZ7A |  |  | E-Version | KR016004 | KR016004 | 4th Digital | EOCR-3EZ 150 3CT A-A DC/AC 110~220 | 단상 100~240 V AC/DC | Yes | External CT combined type
MSIP-REM-SEk-EOCR3EZ-WRABA | Done | 34 | EOCR3EZ-WRABA |  |  | E-Version | KR016004 | KR016004 | 4th Digital | EOCR-3EZ WR A-A 24 | 24 V AC/DC | Yes | Base
MSIP-REM-SEk-EOCR3EZ-WRCZ7A | Done | 35 | EOCR3EZ-WRCZ7A |  |  | E-Version | KR016004 | KR016004 | 4th Digital | EOCR-3EZ WR 1A1B DC/AC 110~220 | 단상 100~240 V AC/DC | Yes | Base
MSIP-REM-SEk-EOCR3EZ-WRCZ7A | Done |  | EOCR3EZV-WRCZ7A |  |  | E-Version | KR016004 | KR016004 | 4th Digital | EOCR-3EZ MO WR 1A1B 110-220 | 단상 100~240 V AC/DC | Yes | Special order
MSIP-REM-SEk-EOCR3EZ-WRCZ7A | Done |  | EOCR3EZ-H1CZ7A |  |  | E-Version | KR016004 | KR016004 | 4th Digital | EOCR-3EZ 100 3CT 1A1B DC/AC 110~220 | 단상 100~240 V AC/DC | Yes | External CT combined type
MSIP-REM-SEk-EOCR3EZ-WRCZ7A | Done |  | EOCR3EZ-H2CZ7A |  |  | E-Version | KR016004 | KR016004 | 4th Digital | EOCR-3EZ 200 3CT 1A1B DC/AC 110~220 | 단상 100~240 V AC/DC | Yes | External CT combined type
MSIP-REM-SEk-EOCR3EZ-WRCZ7A | Done |  | EOCR3EZ-H3CZ7A |  |  | E-Version | KR016004 | KR016004 | 4th Digital | EOCR-3EZ 300 3CT 1A1B DC/AC 110~220 | 단상 100~240 V AC/DC | Yes | External CT combined type
MSIP-REM-SEk-EOCR3EZ-WRCZ7A | Done |  | EOCR3EZ-HHCZ7A |  |  | E-Version | KR016004 | KR016004 | 4th Digital | EOCR-3EZ 150 3CT 1A1B DC/AC 110~220 | 단상 100~240 V AC/DC | Yes | External CT combined type
MSIP-REM-SEk-EOCR4E-05NY7 | Done | 36 | EOCR4E-05NY7 |  |  | 4E | KR016005 | KR016005 | 5th Analog | EOCR-4E 05 N 110/220 | 단상 110/220 V AC | Yes | Base
MSIP-REM-SEk-EOCR4E-05NY7 | Done |  | EOCR4E-05RY7 |  |  | 4E | KR016005 | KR016005 | 5th Analog | EOCR-4E 05 R 110/220 | 단상 110/220 V AC | Yes | FW change
MSIP-REM-SEk-EOCRDG-05RB | Done | 37 | EOCRDG-05RB |  |  | DG | KR016005 | KR016005 | 5th Analog | EOCR-DG 05 R 24 | 24 V AC/DC | Yes | Base
MSIP-REM-SEk-EOCRDG-05RB | Done |  | EOCRDG-30RB |  |  | DG | KR016005 | KR016005 | 5th Analog | EOCR-DG 30 R24 | 24 V AC/DC | Yes | Resistor change
MSIP-REM-SEk-EOCRDG-05RF7 | Done | 38 | EOCRDG-05RF7 |  |  | DG | KR016005 | KR016005 | 5th Analog | EOCR-DG 05 R 110 | 단상 110 V AC | Yes | Base
MSIP-REM-SEk-EOCRDG-05RF7 | Done |  | EOCRDG-30RF7 |  |  | DG | KR016005 | KR016005 | 5th Analog | EOCR-DG 30 R 110 | 단상 110 V AC | Yes | Resistor change
MSIP-REM-SEk-EOCRDG-05RF7 | Done |  | EOCRDGT-05RF7 |  |  | DG | KR016005 | KR016005 | 5th Analog | EOCR-DGT 05 R 110 | 단상 110 V AC | Yes | Terminal type
MSIP-REM-SEk-EOCRDG-05RF7 | Done |  | EOCRDGT-30RF7 |  |  | DG | KR016005 | KR016005 | 5th Analog | EOCR-DGT 30 R 110 | 단상 110 V AC | Yes | Resistor change and Terminal type
MSIP-REM-SEk-EOCRDG-05RM7 | Done | 39 | EOCRDG-05RM7 |  |  | DG | KR016005 | KR016005 | 5th Analog | EOCR-DG 05 R 220(ONLY) | 단상 220 V AC | Yes | Base
MSIP-REM-SEk-EOCRDG-05RM7 | Done |  | EOCRDG-05NM7 |  |  | DG | KR016005 | KR016005 | 5th Analog | EOCR-DG 05 N 220(ONLY) | 단상 220 V AC | Yes | R/N jumper change
MSIP-REM-SEk-EOCRDG-05RM7 | Done |  | EOCRDG-30RM7 |  |  | DG | KR016005 | KR016005 | 5th Analog | EOCR-DG 30 R 220(ONLY) | 단상 220 V AC | Yes | Resistor change
MSIP-REM-SEk-EOCRDG-05RM7 | Done |  | EOCRDG-H1RM7 |  |  | DG | KR016005 | KR016005 | 5th Analog | EOCR-DG 100 3CT R 220(ONLY) | 단상 220 V AC | Yes | External CT combined type
MSIP-REM-SEk-EOCRDG-05RM7 | Done |  | EOCRDGT-05RM7 |  |  | DG | KR016005 | KR016005 | 5th Analog | EOCR-DGT 05 R 220(ONLY) | 단상 220 V AC | Yes | Terminal type
MSIP-REM-SEk-EOCRDG-05RM7 | Done |  | EOCRDGT-30RM7 |  |  | DG | KR016005 | KR016005 | 5th Analog | EOCR-DGT 30 R 220(ONLY) | 단상 220 V AC | Yes | Resistor change and Terminal type
MSIP-REM-SEk-EOCRDZ-05NF7 | Done | 40 | EOCRDZ-05NF7 |  |  | DZ | KR016005 | KR016005 | 5th Analog | EOCR-DZ 05 N 110 | 단상 110 V AC | Yes | Base
MSIP-REM-SEk-EOCRDZ-05NF7 | Done |  | EOCRDZ-05RF7 |  |  | DZ | KR016005 | KR016005 | 5th Analog | EOCR-DZ 05 R 110 | 단상 110 V AC | Yes | R/N jumper change
MSIP-REM-SEk-EOCRDZ-05NF7 | Done |  | EOCRDZ-10RF7 |  |  | DZ | KR016005 | KR016005 | 5th Analog | EOCR-DZ 10 R 110 | 단상 110 V AC | Yes | R/N jumper and resistor change
MSIP-REM-SEk-EOCRDZ-05NF7 | Done |  | EOCRDZ-10NF7 |  |  | DZ | KR016005 | KR016005 | 5th Analog | EOCR-DZ 10 N 110 | 단상 110 V AC | Yes | Resistor chagne
MSIP-REM-SEk-EOCRDZ-05NF7 | Done |  | EOCRDZ-60NF7 |  |  | DZ | KR016005 | KR016005 | 5th Analog | EOCR-DZ 60 N 110 | 단상 110 V AC | Yes | Resistor chagne
MSIP-REM-SEk-EOCRDZ-05NF7 | Done |  | EOCRDZ-60RF7 |  |  | DZ | KR016005 | KR016005 | 5th Analog | EOCR-DZ 60 R 110 | 단상 110 V AC | Yes | R/N jumper and resistor change
MSIP-REM-SEk-EOCRDZ-05NF7 | Done |  | EOCRDZT-05RF7 |  |  | DZ | KR016005 | KR016005 | 5th Analog | EOCR-DZT 05 R 110 | 단상 110 V AC | Yes | R/N jumper and resistor change and Terminal type
MSIP-REM-SEk-EOCRDZ-05RM7 | Done | 41 | EOCRDZ-05RM7 |  |  | DZ | KR016005 | KR016005 | 5th Analog | EOCR-DZ 05 R 220(ONLY) | 단상 220 V AC | Yes | Base
MSIP-REM-SEk-EOCRDZ-05RM7 | Done |  | EOCRDZ-05NM7 |  |  | DZ | KR016005 | KR016005 | 5th Analog | EOCR-DZ 05 N 220(ONLY) | 단상 220 V AC | Yes | R/N jumper change
MSIP-REM-SEk-EOCRDZ-05RM7 | Done |  | EOCRDZ-10NM7 |  |  | DZ | KR016005 | KR016005 | 5th Analog | EOCR-DZ 10 N 220(ONLY) | 단상 220 V AC | Yes | R/N jumper and resistor change
MSIP-REM-SEk-EOCRDZ-05RM7 | Done |  | EOCRDZ-10RM7 |  |  | DZ | KR016005 | KR016005 | 5th Analog | EOCR-DZ 10 R 220(ONLY) | 단상 220 V AC | Yes | Resistor change
MSIP-REM-SEk-EOCRDZ-05RM7 | Done |  | EOCRDZ-60NM7 |  |  | DZ | KR016005 | KR016005 | 5th Analog | EOCR-DZ 60 N 220(ONLY) | 단상 220 V AC | Yes | R/N jumper and resistor change
MSIP-REM-SEk-EOCRDZ-05RM7 | Done |  | EOCRDZ-60RM7 |  |  | DZ | KR016005 | KR016005 | 5th Analog | EOCR-DZ 60 R 220(ONLY) | 단상 220 V AC | Yes | Resistor change
MSIP-REM-SEk-EOCRDZ-05RM7 | Done |  | EOCRDZ-H1RM7 |  |  | DZ | KR016005 | KR016005 | 5th Analog | EOCR-DZ 100 3CT R 220(ONLY) | 단상 220 V AC | Yes | External CT combined type
MSIP-REM-SEk-EOCRDZ-05RM7 | Done |  | EOCRDZ-H2RM7 |  |  | DZ | KR016005 | KR016005 | 5th Analog | EOCR-DZ 200 3CT R 220(ONLY) | 단상 220 V AC | Yes | External CT combined type
MSIP-REM-SEk-EOCRDZ-05RM7 | Done |  | EOCRDZ-H3RM7 |  |  | DZ | KR016005 | KR016005 | 5th Analog | EOCR-DZ 300 3CT R 220(ONLY) | 단상 220 V AC | Yes | External CT combined type
MSIP-REM-SEk-EOCRDZ-05RM7 | Done |  | EOCRDZ-HHRM7 |  |  | DZ | KR016005 | KR016005 | 5th Analog | EOCR-DZ 150 3CT R 220(ONLY) | 단상 220 V AC | Yes | External CT combined type
MSIP-REM-SEk-EOCRDZ-05RM7 | Done |  | EOCRDZT-05RM7 |  |  | DZ | KR016005 | KR016005 | 5th Analog | EOCR-DZT 05 R 220(ONLY) | 단상 220 V AC | Yes | Terminal type
MSIP-REM-SEk-EOCRDZ-05RM7 | Done |  | EOCRDZT-10RM7 |  |  | DZ | KR016005 | KR016005 | 5th Analog | EOCR-DZT 10 R 220(ONLY) | 단상 220 V AC | Yes | Resistor change and Terminal type
MSIP-REM-SEk-EOCRDZ-05RM7 | Done |  | EOCRDZT-60NM7 |  |  | DZ | KR016005 | KR016005 | 5th Analog | EOCR-DZT 60 N 220(ONLY) | 단상 220 V AC | Yes | R/N jumper and resistor change and Terminal type
MSIP-REM-SEk-EOCRDZ-05RM7 | Done |  | EOCRDZT-60RM7 |  |  | DZ | KR016005 | KR016005 | 5th Analog | EOCR-DZT 60 R 220(ONLY) | 단상 220 V AC | Yes | Resistor change and Terminal type
MSIP-REM-SEk-EOCRFDEWRDZ7W | Done | 42 | EOCRFDEWRDZ7W |  |  | E-Version | KR016004 | KR016004 | 4th Digital | EOCR-FDE WR WIN DC/AC 110~220 | 단상 100~240 V AC/DC | Yes | Base
MSIP-REM-SEk-EOCRFDEWRDZ7W | Done |  | EOCRFDEVWRDZ7W |  |  | E-Version | KR016004 | KR016004 | 4th Digital | EOCR-FDE MO WR 110-220 | 단상 100~240 V AC/DC | Yes | Special order
MSIP-REM-SEk-EOCRFDEWRDZ7W | Done |  | EOCRFDEWRDZ7T |  |  | E-Version | KR016004 | KR016004 | 4th Digital | EOCR-FDE WR TER | 단상 100~240 V AC/DC | Yes | Terminal type
MSIP-REM-SEk-EOCRFDEWRDZ7W | Done |  | EOCRFDE-H1DW7W |  |  | E-Version | KR016004 | KR016004 | 4th Digital | EOCR-FDE 100 3CT DC/AC 110~220 | 단상 100~240 V AC/DC | Yes | External CT combined type
MSIP-REM-SEk-EOCRFDEWRDZ7W | Done |  | EOCRFDE-H2DW7W |  |  | E-Version | KR016004 | KR016004 | 4th Digital | EOCR-FDE 200 3CT DC/AC 110~220 | 단상 100~240 V AC/DC | Yes | External CT combined type
MSIP-REM-SEk-EOCRFDEWRDZ7W | Done |  | EOCRFDE-H3DW7W |  |  | E-Version | KR016004 | KR016004 | 4th Digital | EOCR-FDE 300 3CT DC/AC 110~220 | 단상 100~240 V AC/DC | Yes | External CT combined type
MSIP-REM-SEk-EOCRFDEWRDZ7W | Done |  | EOCRFDE-H4DW7W |  |  | E-Version | KR016004 | KR016004 | 4th Digital | EOCR-FDE 400 3CT DC/AC 110~220 | 단상 100~240 V AC/DC | Yes | External CT combined type
MSIP-REM-SEk-EOCRFDEWRDZ7W | Done |  | EOCRFDE-HHDW7W |  |  | E-Version | KR016004 | KR016004 | 4th Digital | EOCR-FDE 150 3CT DC/AC 110~220 | 단상 100~240 V AC/DC | Yes | External CT combined type
MSIP-REM-SEk-EOCRFDEWRDZ7W | Done |  | EOCRFDEKIH4DZ7W |  |  | E-Version | KR016004 | KR016004 | 4th Digital | EOCR-FDE KERI 400 3CT DC/AC 110~220 | 단상 100~240 V AC/DC | Yes | External CT combined type and special order
MSIP-REM-SEk-EOCRFDEWRDZ7W | Done |  | EOCRFDEKIWRDZ7W |  |  | E-Version | KR016004 | KR016004 | 4th Digital | EOCR-FDE KERI WR WIN DC/AC 110~220 | 단상 100~240 V AC/DC | Yes | Special order
MSIP-REM-SEk-EOCRFDEWRDZ7W | Done |  | EOCRFDEKWRDW7W |  |  | E-Version | KR016004 | KR016004 | 4th Digital | EOCR-FDE KERI WR WIN DC/AC 110~220 | 단상 100~240 V AC/DC | Yes | Special order
MSIP-REM-SEk-EOCRFDEWRDBW | Done | 43 | EOCRFDEWRDBW |  |  | E-Version | KR016004 | KR016004 | 4th Digital | EOCR-FDE WR 24 WIN | 24 V AC/DC | Yes | Base
MSIP-REM-SEk-EOCRFE420-WRZ71 | Done | 44 | EOCRFE420-WRZ71 |  |  | E-Version |  |  |  | EOCR-FE420 WR WIN DC/AC 110~220 | 단상 100~240 V AC/DC | Yes | Base
MSIP-REM-SEk-EOCRFE420-WRZ71 | Done |  | EOCRFE420-H1Z71 |  |  | E-Version |  |  |  | EOCR-FE420 100 3CT DC/AC 110~220 | 단상 100~240 V AC/DC | Yes | External CT combined type
MSIP-REM-SEk-EOCRFE420-WRZ71 | Done |  | EOCRFE420-H2Z71 |  |  | E-Version |  |  |  | EOCR-FE420 200 3CT DC/AC 110~220 | 단상 100~240 V AC/DC | Yes | External CT combined type
MSIP-REM-SEk-EOCRFE420-WRZ71 | Done |  | EOCRFE420-H3Z71 |  |  | E-Version |  |  |  | EOCR-FE420 300 3CT DC/AC 110~220 | 단상 100~240 V AC/DC | Yes | External CT combined type
MSIP-REM-SEk-EOCRFE420-WRZ71 | Done |  | EOCRFE420-H4Z71 |  |  | E-Version |  |  |  | EOCR-FE420 400 3CT DC/AC 110~220 | 단상 100~240 V AC/DC | Yes | External CT combined type
MSIP-REM-SEk-EOCRFE420-WRZ71 | Done |  | EOCRFE420-HHZ71 |  |  | E-Version |  |  |  | EOCR-FE420 150 3CT DC/AC 110~220 | 단상 100~240 V AC/DC | Yes | External CT combined type
MSIP-REM-SEk-EOCRFEZ-WRAZ7WA | Done | 45 | EOCRFEZ-WRAZ7WA |  |  | E-Version |  |  |  | EOCR-FEZ WR A-A WIN DC/AC 110~220 | 단상 100~240 V AC/DC | Yes | Base
MSIP-REM-SEk-EOCRFEZ-WRAZ7WA | Done |  | EOCRFEZ-H1AZ7WA |  |  | E-Version |  |  |  | EOCR-FEZ 100 3CT A-A DC/AC 110~220 | 단상 100~240 V AC/DC | Yes | External CT combined type
MSIP-REM-SEk-EOCRFEZ-WRAZ7WA | Done |  | EOCRFEZ-H3AZ7WA |  |  | E-Version |  |  |  | EOCR-FEZ 300 3CT A-A DC/AC 110~220 | 단상 100~240 V AC/DC | Yes | External CT combined type
MSIP-REM-SEk-EOCRFEZ-WRAZ7WA | Done |  | EOCRFEZ-H2AZ7WA |  |  | E-Version |  |  |  | EOCR-FEZ 200 3CT A-A DC/AC 110~220 | 단상 100~240 V AC/DC | Yes | External CT combined type
MSIP-REM-SEk-EOCRFEZ-WRAZ7WA | Done |  | EOCRFEZ-H4AZ7WA |  |  | E-Version |  |  |  | EOCR-FEZ 400 3CT A-A DC/AC 110~220 | 단상 100~240 V AC/DC | Yes | External CT combined type
MSIP-REM-SEk-EOCRFEZ-WRAZ7WA | Done |  | EOCRFEZ-HHAZ7WA |  |  | E-Version |  |  |  | EOCR-FEZ 150 3CT A-A DC/AC 110~220 | 단상 100~240 V AC/DC | Yes | External CT combined type
MSIP-REM-SEk-EOCRFEZ-WRAZ7WA | Done |  | EOCRFEZKH1AZ7WA |  |  | E-Version |  |  |  | EOCR-FEZ KERI 100 3CT A-A DC/AC 110~220 | 단상 100~240 V AC/DC | Yes | External CT combined type and special order
MSIP-REM-SEk-EOCRFEZ-WRAZ7WA | Done |  | EOCRFEZKH2AZ7WA |  |  | E-Version |  |  |  | EOCR-FEZ KERI 200 3CT A-A DC/AC 110~220 | 단상 100~240 V AC/DC | Yes | External CT combined type and special order
MSIP-REM-SEk-EOCRFEZ-WRAZ7WA | Done |  | EOCRFEZKHHAZ7WA |  |  | E-Version |  |  |  | EOCR-FEZ KERI 150 3CT A-A DC/AC 110~220 | 단상 100~240 V AC/DC | Yes | External CT combined type and special order
MSIP-REM-SEk-EOCRFEZ-WRAZ7WA | Done |  | EOCRFEZKWRAZ7WA |  |  | E-Version |  |  |  | EOCR-FEZ KERI WR A-A DC/AC 110~220 | 단상 100~240 V AC/DC | Yes | Special order
MSIP-REM-SEk-EOCRFEZ-WRABWA | Done | 46 | EOCRFEZ-WRABWA |  |  | E-Version | KR016004 | KR016004 | 4th Digital | EOCR-FEZ WR A-A 24 WIN | 24 V AC/DC | Yes | Base
MSIP-REM-SEk-EOCRFEZ-WRCZ7WA | Done | 47 | EOCRFEZ-WRCZ7WA |  |  | E-Version |  |  |  | EOCR-FEZ WR 1A1B WIN DC/AC 110~220 | 단상 100~240 V AC/DC | Yes | Base
MSIP-REM-SEk-EOCRFEZ-WRCZ7WA | Done |  | EOCRFEZ-H1CZ7WA |  |  | E-Version |  |  |  | EOCR-FEZ 100 3CT 1A1B DC/AC 110~220 | 단상 100~240 V AC/DC | Yes | External CT combined type
MSIP-REM-SEk-EOCRFEZ-WRCZ7WA | Done |  | EOCRFEZ-H2CZ7WA |  |  | E-Version |  |  |  | EOCR-FEZ 200 3CT 1A1B DC/AC 110~220 | 단상 100~240 V AC/DC | Yes | External CT combined type
MSIP-REM-SEk-EOCRFEZ-WRCZ7WA | Done |  | EOCRFEZ-H3CZ7WA |  |  | E-Version |  |  |  | EOCR-FEZ 300 3CT 1A1B DC/AC 110~220 | 단상 100~240 V AC/DC | Yes | External CT combined type
MSIP-REM-SEk-EOCRFEZ-WRCZ7WA | Done |  | EOCRFEZ-H4CZ7WA |  |  | E-Version |  |  |  | EOCR-FEZ 400 3CT 1A1B DC/AC 110~220 | 단상 100~240 V AC/DC | Yes | External CT combined type
MSIP-REM-SEk-EOCRFEZ-WRCZ7WA | Done |  | EOCRFEZ-HHCZ7WA |  |  | E-Version |  |  |  | EOCR-FEZ 150 3CT 1A1BDC/AC 110~220 | 단상 100~240 V AC/DC | Yes | External CT combined type
MSIP-REM-SEk-EOCRFEZ-WRCZ7WA | Done |  | EOCRFEZKH1CZ7WA |  |  | E-Version |  |  |  | EOCR-FEZ KERI 100 3CT 1A1B DC/AC 110~220 | 단상 100~240 V AC/DC | Yes | External CT combined type and special order
MSIP-REM-SEk-EOCRFEZ-WRCZ7WA | Done |  | EOCRFEZKHHCZ7WA |  |  | E-Version |  |  |  | EOCR-FEZ KERI 150 3CT 1A1B DC/AC 110~220 | 단상 100~240 V AC/DC | Yes | External CT combined type and special order
MSIP-REM-SEk-EOCRFEZ-WRCZ7WA | Done |  | EOCRFEZKWRCZ7WA |  |  | E-Version |  |  |  | EOCR-FEZ KERI WR 1A1B DC/AC 110~220 | 단상 100~240 V AC/DC | Yes | Special order
MSIP-REM-SEk-EOCRGE-05RM7 | Done | 48 | EOCRGE-05RM7 |  |  | GE | KR016005 | KR016005 | 5th Analog | EOCR-GE 05 R 220(ONLY) P | 단상 220 V AC | Yes | Base
MSIP-REM-SEk-EOCRPFZ-WRDZ7W | Done | 49 | EOCRPFZ-WRDZ7W |  |  | M-Version | KR016004 | KR016004 | 4th Digital | EOCR-PFZ WR WIN | 단상 100~240 V AC/DC | Yes | Base
MSIP-REM-SEk-EOCRPFZ-WRDZ7W | Done |  | EOCRPFZ-WRDZ7T |  |  | M-Version | KR016004 | KR016004 | 4th Digital | EOCR-PFZ WR TER | 단상 100~240 V AC/DC | Yes | Terminal type
MSIP-REM-SEk-EOCRPFZ-WRDZ7W | Done |  | EOCRPFZ-H1DBW |  |  | M-Version | KR016004 | KR016004 | 4th Digital | EOCR-PFZ 100 3CT 24V | 24 V AC/DC | Yes | External CT combined type
MSIP-REM-SEk-EOCRPFZ-WRDZ7W | Done |  | EOCRPFZ-H1DZ7W |  |  | M-Version | KR016004 | KR016004 | 4th Digital | EOCR-PFZ 100 3CT | 단상 100~240 V AC/DC | Yes | External CT combined type
MSIP-REM-SEk-EOCRPFZ-WRDZ7W | Done |  | EOCRPFZ-H2DZ7W |  |  | M-Version | KR016004 | KR016004 | 4th Digital | EOCR-PFZ 200 3CT | 단상 100~240 V AC/DC | Yes | External CT combined type
MSIP-REM-SEk-EOCRPFZ-WRDZ7W | Done |  | EOCRPFZ-H3DZ7W |  |  | M-Version | KR016004 | KR016004 | 4th Digital | EOCR-PFZ 300 3CT | 단상 100~240 V AC/DC | Yes | External CT combined type
MSIP-REM-SEk-EOCRPFZ-WRDZ7W | Done |  | EOCRPFZ-H4DZ7W |  |  | M-Version | KR016004 | KR016004 | 4th Digital | EOCR-PFZ 400 3CT | 단상 100~240 V AC/DC | Yes | External CT combined type
MSIP-REM-SEk-EOCRPFZ-WRDZ7W | Done |  | EOCRPFZ-HHDZ7W |  |  | M-Version | KR016004 | KR016004 | 4th Digital | EOCR-PFZ 150 3CT | 단상 100~240 V AC/DC | Yes | External CT combined type
MSIP-REM-SEk-EOCRPFZ-WRDZ7W | Done |  | EOCRPFZKIHHDZ7W |  |  | M-Version | KR016004 | KR016004 | 4th Digital | EOCR-PFZ KERI 150 3CT | 단상 100~240 V AC/DC | Yes | External CT combined type and special order
MSIP-REM-SEk-EOCRPFZ-WRDZ7W | Done |  | EOCRPFZKIWRDZ7W |  |  | M-Version | KR016004 | KR016004 | 4th Digital | EOCR-PFZ KERI WR WIN | 단상 100~240 V AC/DC | Yes | Special order
MSIP-REM-SEk-EOCRPFZ2PWRDZ7 | Done | 50 | EOCRPFZ2PWRDZ7W |  |  | M-Version | KR016004 | KR016004 | 4th Digital | EOCR-PFZ 2P WR WIN | 단상 100~240 V AC/DC | Yes | Base
MSIP-REM-SEk-EOCRPFZ2PWRDZ7 | Done |  | EOCRPFZ2PH1DZ7W |  |  | M-Version | KR016004 | KR016004 | 4th Digital | EOCR-PFZ 2P 100 3CT | 단상 100~240 V AC/DC | Yes | External CT combined type
MSIP-REM-SEk-EOCRPFZ2PWRDZ7 | Done |  | EOCRPFZ2PH2DZ7W |  |  | M-Version | KR016004 | KR016004 | 4th Digital | EOCR-PFZ 2P 200 3CT | 단상 100~240 V AC/DC | Yes | External CT combined type
MSIP-REM-SEk-EOCRPFZ2PWRDZ7 | Done |  | EOCRPFZ2PHHDZ7W |  |  | M-Version | KR016004 | KR016004 | 4th Digital | EOCR-PFZ 2P 150 3CT | 단상 100~240 V AC/DC | Yes | External CT combined type
MSIP-REM-SEk-EOCRPMZ-WRDZ7W | Done | 51 | EOCRPMZ-WRDZ7W |  |  | M-Version | KR016004 | KR016004 | 4th Digital | EOCR-PMZ WR WIN | 단상 100~240 V AC/DC | Yes | Base
MSIP-REM-SEk-EOCRPMZ-WRDZ7W | Done |  | EOCRPMZ-WRDZ7T |  |  | M-Version | KR016004 | KR016004 | 4th Digital | EOCR-PMZ WR SMPS TER | 단상 100~240 V AC/DC | Yes | Terminal type
MSIP-REM-SEk-EOCRPMZ-WRDZ7W | Done |  | EOCRPMZ-H1DZ7W |  |  | M-Version | KR016004 | KR016004 | 4th Digital | EOCR-PMZ 100 3CT | 단상 100~240 V AC/DC | Yes | External CT combined type
MSIP-REM-SEk-EOCRPMZ-WRDZ7W | Done |  | EOCRPMZ-H2DZ7W |  |  | M-Version | KR016004 | KR016004 | 4th Digital | EOCR-PMZ 200 3CT | 단상 100~240 V AC/DC | Yes | External CT combined type
MSIP-REM-SEk-EOCRPMZ-WRDZ7W | Done |  | EOCRPMZ-H4DZ7W |  |  | M-Version | KR016004 | KR016004 | 4th Digital | EOCR-PMZ 400 3CT | 단상 100~240 V AC/DC | Yes | External CT combined type
MSIP-REM-SEk-EOCRPMZ-WRDZ7W | Done |  | EOCRPMZ-HHDZ7W |  |  | M-Version | KR016004 | KR016004 | 4th Digital | EOCR-PMZ 150 3CT | 단상 100~240 V AC/DC | Yes | External CT combined type
MSIP-REM-SEk-EOCRSS-05S | Done | 52 | EOCRSS-05S |  |  | SS | KR016001 | KR016001 | 1st SS | EOCR-SS 05 24~240V Standard | 단상 100~240 V AC/DC | Yes | Base
MSIP-REM-SEk-EOCRSS-05S | Done |  | EOCRSS-30S |  |  | SS | KR016001 | KR016001 | 1st SS | EOCR-SS 30 24~240V Standard | 단상 100~240 V AC/DC | Yes | Resistor change
MSIP-REM-SEk-EOCRSS-05S | Done |  | EOCRSS-60S |  |  | SS | KR016001 | KR016001 | 1st SS | EOCR-SS 60 24~240V Standard | 단상 100~240 V AC/DC | Yes | Resistor change
MSIP-REM-SEk-EOCRSS-05S | Done |  | EOCRSS-D1S |  |  | SS | KR016001 | KR016001 | 1st SS | EOCR-SS 2CT 100 24~240V Standard | 단상 100~240 V AC/DC | Yes | External CT combined type
MSIP-REM-SEk-EOCRSS-05S | Done |  | EOCRSS-D2S |  |  | SS | KR016001 | KR016001 | 1st SS | EOCR-SS 2CT 200 24~240V Standard | 단상 100~240 V AC/DC | Yes | External CT combined type
MSIP-REM-SEk-EOCRSS-05S | Done |  | EOCRSS-D3S |  |  | SS | KR016001 | KR016001 | 1st SS | EOCR-SS 2CT 300 24~240V Standard | 단상 100~240 V AC/DC | Yes | External CT combined type
MSIP-REM-SEk-EOCRSS-05S | Done |  | EOCRSS-D4S |  |  | SS | KR016001 | KR016001 | 1st SS | EOCR-SS 2CT 400 24~240V Standard | 단상 100~240 V AC/DC | Yes | External CT combined type
MSIP-REM-SEk-EOCRSS-05S | Done |  | EOCRSS-DHS |  |  | SS | KR016001 | KR016001 | 1st SS | EOCR-SS 2CT 150 24~240V Standard | 단상 100~240 V AC/DC | Yes | External CT combined type
MSIP-REM-SEk-EOCRSS-05S | Done |  | EOCRAR-05S |  |  | AR | KR016001 | KR016001 | 1st SS | EOCRAR 05 24~240V Standard | 단상 100~240 V AC/DC | Yes | FW change
MSIP-REM-SEk-EOCRSS-05S | Done |  | EOCRAR-30S |  |  | AR | KR016001 | KR016001 | 1st SS | EOCRAR 30 24~240V Standard | 단상 100~240 V AC/DC | Yes | FW change and resistor change
MSIP-REM-SEk-EOCRSS-05S | Done |  | EOCRAR-60S |  |  | AR | KR016001 | KR016001 | 1st SS | EOCRAR 60 24~240V Standard | 단상 100~240 V AC/DC | Yes | FW change and resistor change
MSIP-REM-SEk-EOCRSS-05S | Done |  | EOCRAR-D1S |  |  | AR | KR016001 | KR016001 | 1st SS | EOCRAR 100 2CT 24~240V Standard | 단상 100~240 V AC/DC | Yes | FW change and external CT combined type
MSIP-REM-SEk-EOCRSS-05S | Done |  | EOCRAR-D2S |  |  | AR | KR016001 | KR016001 | 1st SS | EOCRAR 200 2CT 24~240V Standard | 단상 100~240 V AC/DC | Yes | FW change and external CT combined type
MSIP-REM-SEk-EOCRSS-05S | Done |  | EOCRAR-D3S |  |  | AR | KR016001 | KR016001 | 1st SS | EOCRAR 300 2CT 24~240V Standard | 단상 100~240 V AC/DC | Yes | FW change and external CT combined type
MSIP-REM-SEk-EOCRSS-05S | Done |  | EOCRAR-D4S |  |  | AR | KR016001 | KR016001 | 1st SS | EOCRAR 400 2CT 24~240V Standard | 단상 100~240 V AC/DC | Yes | FW change and external CT combined type
MSIP-REM-SEk-EOCRSS-05S | Done |  | EOCRAR-DHS |  |  | AR | KR016001 | KR016001 | 1st SS | EOCRAR 150 2CT 24~240V Standard | 단상 100~240 V AC/DC | Yes | FW change and external CT combined type
MSIP-REM-SEk-EOCRSS-05S | Done |  | EUCR-05S |  |  | EUCR | KR016001 | KR016001 | 1st SS | EUCR 05 24~240V Standard | 단상 100~240 V AC/DC | Yes | FW change
MSIP-REM-SEk-EOCRSS-05S | Done |  | EUCR-30S |  |  | EUCR | KR016001 | KR016001 | 1st SS | EUCR 30 24~240V Standard | 단상 100~240 V AC/DC | Yes | FW change and resistor change
MSIP-REM-SEk-EOCRSS-05S | Done |  | EUCR-60S |  |  | EUCR | KR016001 | KR016001 | 1st SS | EUCR 60 24~240V Standard | 단상 100~240 V AC/DC | Yes | FW change and resistor change
MSIP-REM-SEk-EOCRSS-05S | Done |  | EUCR-D1S |  |  | EUCR | KR016001 | KR016001 | 1st SS | EUCR 100 2CT 24~240V Standard | 단상 100~240 V AC/DC | Yes | FW change and external CT combined type
MSIP-REM-SEk-EOCRSS-05S | Done |  | EUCR-D2S |  |  | EUCR | KR016001 | KR016001 | 1st SS | EUCR 200 2CT 24~240V Standard | 단상 100~240 V AC/DC | Yes | FW change and external CT combined type
MSIP-REM-SEk-EOCRSS-05S | Done |  | EUCR-D3S |  |  | EUCR | KR016001 | KR016001 | 1st SS | EUCR 300 2CT 24~240V Standard | 단상 100~240 V AC/DC | Yes | FW change and external CT combined type
MSIP-REM-SEk-EOCRSS-05S | Done |  | EUCR-D4S |  |  | EUCR | KR016001 | KR016001 | 1st SS | EUCR 400 2CT 24~240V Standard | 단상 100~240 V AC/DC | Yes | FW change and external CT combined type
MSIP-REM-SEk-EOCRSS-05S | Done |  | EUCR-DHS |  |  | EUCR | KR016001 | KR016001 | 1st SS | EUCR 150 2CT 24~240V Standard | 단상 100~240 V AC/DC | Yes | FW change and external CT combined type
MSIP-REM-SEk-EOCRSS-05W | Done | 53 | EOCRSS-05W |  |  | SS | KR016001 | KR016001 | 1st SS | EOCR-SS 05 N 440(180~480) | 단상 180~480 V AC | Yes | Base
MSIP-REM-SEk-EOCRSS-05W | Done |  | EOCRSS-30W |  |  | SS | KR016001 | KR016001 | 1st SS | EOCR-SS 30 N 440(180~480) | 단상 180~480 V AC | Yes | Resistor change
MSIP-REM-SEk-EOCRSS-05W | Done |  | EOCRSS-60W |  |  | SS | KR016001 | KR016001 | 1st SS | EOCR-SS 60 N 440(180~480) | 단상 180~480 V AC | Yes | Resistor change
MSIP-REM-SEk-EOCRSS-05W | Done |  | EOCRAR-05W |  |  | AR | KR016001 | KR016001 | 1st SS | EOCRAR 05 380~440V Wide | 단상 380~440 V AC | Yes | FW change
MSIP-REM-SEk-EOCRSS-05W | Done |  | EOCRAR-30W |  |  | AR | KR016001 | KR016001 | 1st SS | EOCRAR 30 380~440V Wide | 단상 380~440 V AC | Yes | FW change and resistor change
MSIP-REM-SEk-EOCRSS-05W | Done |  | EOCRAR-60W |  |  | AR | KR016001 | KR016001 | 1st SS | EOCRAR 60 380~440V Wide | 단상 380~440 V AC | Yes | FW change and resistor change
MSIP-REM-SEk-EOCRSS-05W | Done |  | EOCRAR-D3W |  |  | AR | KR016001 | KR016001 | 1st SS | EOCRAR 300 2CT 380~440V Wide | 단상 380~440 V AC | Yes | FW change and external CT combined type
MSIP-REM-SEk-EOCRSS-05W | Done |  | EOCRAR-D2W |  |  | AR | KR016001 | KR016001 | 1st SS | EOCRAR 200 2CT 380~440V Wide | 단상 380~440 V AC | Yes | FW change and external CT combined type
MSIP-REM-SEk-EOCRSS-05W | Done |  | EOCRAR-D1W |  |  | AR | KR016001 | KR016001 | 1st SS | EOCRAR 100 2CT 380~440V Wide | 단상 380~440 V AC | Yes | FW change and external CT combined type
MSIP-REM-SEk-EOCRSS-05W | Done |  | EOCRAR-DHW |  |  | AR | KR016001 | KR016001 | 1st SS | EOCRAR 150 2CT 380~440V Wide | 단상 380~440 V AC | Yes | FW change and external CT combined type
MSIP-REM-SEk-EOCRSS-05W | Done |  | EOCRAR-D4W |  |  | AR | KR016001 | KR016001 | 1st SS | EOCRAR 400 2CT 380~440V Wide | 단상 380~440 V AC | Yes | FW change and external CT combined type
MSIP-REM-SEk-EOCRSS-05W | Done |  | EUCR-05W |  |  | EUCR | KR016001 | KR016001 | 1st SS | EUCR 05 380~440V Wide | 단상 380~440 V AC | Yes | FW change
MSIP-REM-SEk-EOCRSS-05W | Done |  | EUCR-30W |  |  | EUCR | KR016001 | KR016001 | 1st SS | EUCR 30 380~440V Wide | 단상 380~440 V AC | Yes | FW change and resistor change
MSIP-REM-SEk-EOCRSS-05W | Done |  | EUCR-60W |  |  | EUCR | KR016001 | KR016001 | 1st SS | EUCR 60 380~440V Wide | 단상 380~440 V AC | Yes | FW change and resistor change
MSIP-REM-SEk-EOCRSS-05W | Done |  | EUCR-D1W |  |  | EUCR | KR016001 | KR016001 | 1st SS | EUCR 100 2CT 380~440V Wide | 단상 380~440 V AC | Yes | FW change and external CT combined type
MSIP-REM-SEk-EOCRSS-05W | Done |  | EUCR-D2W |  |  | EUCR | KR016001 | KR016001 | 1st SS | EUCR 200 2CT 380~440V Wide | 단상 380~440 V AC | Yes | FW change and external CT combined type
MSIP-REM-SEk-EOCRSS-05W | Done |  | EUCR-D3W |  |  | EUCR | KR016001 | KR016001 | 1st SS | EUCR 300 2CT 380~440V Wide | 단상 380~440 V AC | Yes | FW change and external CT combined type
MSIP-REM-SEk-EOCRSS-05W | Done |  | EUCR-D4W |  |  | EUCR | KR016001 | KR016001 | 1st SS | EUCR 400 2CT 380~440V Wide | 단상 380~440 V AC | Yes | FW change and external CT combined type
MSIP-REM-SEk-EOCRSS-05W | Done |  | EUCR-DHW |  |  | EUCR | KR016001 | KR016001 | 1st SS | EUCR 150 2CT 380~440V Wide | 단상 380~440 V AC | Yes | FW change and external CT combined type
MSIP-REM-SEk-EOCRSS-05RU | Done | 54 | EOCRSS-05RU |  |  | SS | KR016001 | KR016001 | 1st SS | EOCR-SS 05 N type 100~220V | 단상 100~240 V AC/DC | Yes | Base
MSIP-REM-SEk-EOCRSS-05RU | Done |  | EOCRSS-60RU |  |  | SS | KR016001 | KR016001 | 1st SS | EOCR-SS 60 N type 100~220V | 단상 100~240 V AC/DC | Yes | Resistor change
MSIP-REM-SEk-EOCRSS-05RU | Done |  | EOCRSS-30RU |  |  | SS | KR016001 | KR016001 | 1st SS | EOCR-SS 30 N type 100~220V | 단상 100~240 V AC/DC | Yes | Resistor change
MSIP-REM-SEk-EOCRSS-05RU | Done |  | EOCRSS-D1RU |  |  | SS | KR016001 | KR016001 | 1st SS | EOCR-SS 150 2CT N type 1c 100~220V | 단상 100~240 V AC/DC | Yes | External CT combined type
MSIP-REM-SEk-EOCRSS-05RU | Done |  | EOCRSS-D2RU |  |  | SS | KR016001 | KR016001 | 1st SS | EOCR-SS 200 2CT N type 1c 100~220V | 단상 100~240 V AC/DC | Yes | External CT combined type
MSIP-REM-SEk-EOCRSS-05RU | Done |  | EOCRSS-D3RU |  |  | SS | KR016001 | KR016001 | 1st SS | EOCR-SS 300 2CT N type 1c 100~220V | 단상 100~240 V AC/DC | Yes | External CT combined type
MSIP-REM-SEk-EOCRSS-05RU | Done |  | EOCRSS-DHRU |  |  | SS | KR016001 | KR016001 | 1st SS | EOCR-SS 400 2CT N type 1c 100~220V | 단상 100~240 V AC/DC | Yes | External CT combined type
Remove | REMOVE | 55 | EOCRSSD-05DB |  |  | SSD | KR016001 | KR016003 | 3rd LR/LT/SSD/SP | EOCR-SSD 05 B-A 24 | 24 V AC/DC | Yes | Base
Remove | REMOVE |  | EOCRSSD-30DB |  |  | SSD | KR016001 | KR016003 | 3rd LR/LT/SSD/SP | EOCR-SSD 30 B-A 24 | 24 V AC/DC | Yes | Resistor change
Remove | REMOVE |  | EOCRSSD-60DB |  |  | SSD | KR016001 | KR016003 | 3rd LR/LT/SSD/SP | EOCR-SSD 60 B-A 24 | 24 V AC/DC | Yes | Resistor change
Remove | REMOVE | 56 | EOCRSSD-05DF7 |  |  | SSD | KR016001 | KR016003 | 3rd LR/LT/SSD/SP | EOCR-SSD 05 B-A 110 | 단상 110 V AC | Yes | Base
Remove | REMOVE |  | EOCRSSD-30DF7 |  |  | SSD | KR016001 | KR016003 | 3rd LR/LT/SSD/SP | EOCR-SSD 30 B-A 110 | 단상 110 V AC | Yes | Resistor change
Remove | REMOVE |  | EOCRSSD-60DF7 |  |  | SSD | KR016001 | KR016003 | 3rd LR/LT/SSD/SP | EOCR-SSD 60 B-A 110 | 단상 110 V AC | Yes | Resistor change
Remove | REMOVE |  | EOCRSSD-30DF7Y |  |  | SSD | KR016001 | KR016003 | 3rd LR/LT/SSD/SP | EOCR-SSD 30 B-A 110 SI | 단상 110 V AC | Yes | Resistor change and special order
Remove | REMOVE |  | EOCRSSD-D2DF7 |  |  | SSD | KR016001 | KR016003 | 3rd LR/LT/SSD/SP | EOCR-SSD 200 2CT B-A 110 | 단상 110 V AC | Yes | External CT combined type
Remove | REMOVE |  | EOCRSSD-D1DF7 |  |  | SSD | KR016001 | KR016003 | 3rd LR/LT/SSD/SP | EOCR-SSD 100 2CT B-A 110 | 단상 110 V AC | Yes | External CT combined type
MSIP-REM-SEk-EOCRSSD-D4S | Done | 57 | EOCRSSD-05S |  |  | SSD | KR016001 | KR016003 | 3rd LR/LT/SSD/SP | EOCR-SSD 05 B-A 24~240 V AC/DC | 단상 100~240 V AC/DC | Yes | Base |  | without CT
MSIP-REM-SEk-EOCRSSD-D4S | Done |  | EOCRSSD-30S |  |  | SSD | KR016001 | KR016003 | 3rd LR/LT/SSD/SP | EOCR-SSD 30 B-A 24~240 V AC/DC | 단상 100~240 V AC/DC | Yes | Resistor change |  | without CT and Resistor change
MSIP-REM-SEk-EOCRSSD-D4S | Done |  | EOCRSSD-60S |  |  | SSD | KR016001 | KR016003 | 3rd LR/LT/SSD/SP | EOCR-SSD 60 B-A 24~240 V AC/DC | 단상 100~240 V AC/DC | Yes | Resistor change |  | without CT and Resistor change
Remove | REMOVE |  | EOCRSSD-30SI |  |  | SSD | KR016001 | KR016003 | 3rd LR/LT/SSD/SP | EOCR-SSD 30 B-A 24~240 V AC/DC SI | 단상 100~240 V AC/DC | Yes | Resistor change and special order
MSIP-REM-SEk-EOCRSSD-D4S | Done |  | EOCRSSD-D1S |  |  | SSD | KR016001 | KR016003 | 3rd LR/LT/SSD/SP | EOCR-SSD 100 2CT B-A 24~240 V AC/DC | 단상 100~240 V AC/DC | Yes | External CT combined type |  | Different CT retio
MSIP-REM-SEk-EOCRSSD-D4S | Done |  | EOCRSSD-D2S |  |  | SSD | KR016001 | KR016003 | 3rd LR/LT/SSD/SP | EOCR-SSD 200 2CT B-A 24~240 V AC/DC | 단상 100~240 V AC/DC | Yes | External CT combined type |  | Different CT retio
MSIP-REM-SEk-EOCRSSD-D4S | Done |  | EOCRSSD-D3S |  |  | SSD | KR016001 | KR016003 | 3rd LR/LT/SSD/SP | EOCR-SSD 300 2CT B-A 24~240 V AC/DC | 단상 100~240 V AC/DC | Yes | External CT combined type |  | Different CT retio
MSIP-REM-SEk-EOCRSSD-D4S | Done |  | EOCRSSD-D4S |  |  | SSD | KR016001 | KR016003 | 3rd LR/LT/SSD/SP | EOCR-SSD 400 2CT B-A 24~240 V AC/DC | 단상 100~240 V AC/DC | Yes | External CT combined type
MSIP-REM-SEk-EOCRSSD-D4S | Done |  | EOCRSSD-DHS |  |  | SSD | KR016001 | KR016003 | 3rd LR/LT/SSD/SP | EOCR-SSD 150 2CT B-A 24~240 V AC/DC | 단상 100~240 V AC/DC | Yes | External CT combined type |  | Different CT retio
MSIP-REM-SEk-EOCRSSD-D4S | Done |  | EOCRSSD-05S3 |  |  | SSD | KR016001 | KR016003 | 3rd LR/LT/SSD/SP | EOCR-SSD 05 B-A U/C 24~240 V AC/DC | 단상 100~240 V AC/DC | Yes | FW change |  | without CT and FW change
MSIP-REM-SEk-EOCRSSD-D4S | Done |  | EOCRSSD-30S3 |  |  | SSD | KR016001 | KR016003 | 3rd LR/LT/SSD/SP | EOCR-SSD 30 B-A U/C 24~240 V AC/DC | 단상 100~240 V AC/DC | Yes | Resistor change and FW change |  | without CT and Resistor change and FW change
MSIP-REM-SEk-EOCRSSD-D4S | Done |  | EOCRSSD-60S3 |  |  | SSD | KR016001 | KR016003 | 3rd LR/LT/SSD/SP | EOCR-SSD 60 B-A U/C 24~240 V AC/DC | 단상 100~240 V AC/DC | Yes | Resistor change and FW change |  | without CT and Resistor change and FW change
Remove | REMOVE | 58 | EOCRSSD-05DR7 |  |  | SSD | KR016001 | KR016003 | 3rd LR/LT/SSD/SP | EOCR-SSD 05 B-A 440(ONLY) | 단상 440 V AC | Yes | Base
Remove | REMOVE |  | EOCRSSD-30DR7 |  |  | SSD | KR016001 | KR016003 | 3rd LR/LT/SSD/SP | EOCR-SSD 30 B-A 440(ONLY) | 단상 440 V AC | Yes | Resistor change
Remove | REMOVE |  | EOCRSSD-60DR7 |  |  | SSD | KR016001 | KR016003 | 3rd LR/LT/SSD/SP | EOCR-SSD 60 B-A 440(ONLY) | 단상 440 V AC | Yes | Resistor change
MSIP-REM-SEk-EVRFD-440NZ6M | done | 59 | EVRFD-110NZ6M |  |  | #REF! | KR016005 | KR016007 | 7th Quantum | EVR-FD MODE 110 N 60HZ | 단상 110 V AC | Yes | Base |  | FW change and Resistor chagne
MSIP-REM-SEk-EVRFD-440NZ6M | done |  | EVRFD-110NZ6SM |  |  | #REF! | KR016005 | KR016007 | 7th Quantum | EVR-FD MODE 110 N 1P 60HZ | 단상 110 V AC | Yes | FW change |  | FW change and Resistor chagne
MSIP-REM-SEk-EVRFD-440NZ6M | done |  | EVRFD-220NZ6M |  |  | #REF! | KR016005 | KR016007 | 7th Quantum | EVR-FD MODE 220 N 60HZ | 단상 100~240 V AC | Yes | Base |  | FW change and Resistor chagne
MSIP-REM-SEk-EVRFD-440NZ6M | done |  | EVRFD-220NZ6SM |  |  | #REF! | KR016005 | KR016007 | 7th Quantum | EVR-FD MODE 220 N 1P 60HZ | 단상 100~240 V AC | Yes | FW change |  | FW change and Resistor chagne
MSIP-REM-SEk-EVRFD-440NZ6M | done |  | EVRFD-440NZ6M |  |  | #REF! | KR016005 | KR016007 | 7th Quantum | EVR-FD MODE 440 N 60HZ | 단상 440 V AC | Yes | Base |  | Base
MSIP-REM-SEk-EVRFD-440NZ6M | done |  | EVRFD-440NZ6M1 |  |  | #REF! | KR016005 | KR016007 | 7th Quantum | EVR-FD MODE 440 N 60HZ 0.1SEC |  | Yes |  |  | FW change
MSIP-REM-SEk-EVRFD-440NZ6M | done |  | EVRFD-440NZ6M3 |  |  | #REF! | KR016005 | KR016007 | 7th Quantum | EVR-FD MODE 440 N 60HZ D-T 10sec |  | Yes |  |  | FW change
MSIP-REM-SEk-EVRFD-440NZ6M | done |  | EVRFD-440NZ6SM1 |  |  | #REF! | KR016005 | KR016007 | 7th Quantum | EVR-FD MODE 440 N1P 60HZ 0.1SEC |  | Yes |  |  | FW change
MSIP-REM-SEk-EVRFD-440NZ6M | done |  | EVRFD-440NZ5M |  |  | #REF! | KR016005 | KR016007 | 7th Quantum | EVR-FD MODE 440 N 50HZ | 단상 440 V AC | Yes | Special order |  | FW change
MSIP-REM-SEk-EVRFD-440NBM | done | 64 | EVRPD-440NBM |  |  | #REF! | KR016005 | KR016007 | 7th Quantum | EVR-PD MODE 440 N 24 | 24 V AC/DC | Yes | Base |  | Base
MSIP-REM-SEk-EVRPD-480NZ6M | Done | 62 | EVRPD-110NZ6M |  |  | #REF! | KR016005 | KR016007 | 7th Quantum | EVR-PD MODE 110 N 60HZ | 단상 110 V AC | Yes | Base |  | FW change and Resistor chagne
MSIP-REM-SEk-EVRPD-480NZ6M | Done |  | EVRPD-110NZ5M |  |  | #REF! | KR016005 | KR016007 | 7th Quantum | EVR-PD MODE 110 N 50HZ | 단상 110 V AC | Yes | Special order |  | FW change and Resistor chagne
MSIP-REM-SEk-EVRPD-480NZ6M | Done |  | EVRPD-110NZ5SM | [6 empty] | EVR-PD MODE 110 N 1P 50HZ |  | Yes | FW change |  | FW change and Resistor chagne
MSIP-REM-SEk-EVRPD-480NZ6M | Done |  | EVRPD-110NZ6SM |  |  | #REF! | KR016005 | KR016007 | 7th Quantum | EVR-PD MODE 110 N 1P 60HZ | 단상 110 V AC | Yes | FW change |  | FW change and Resistor chagne
MSIP-REM-SEk-EVRPD-480NZ6M | Done |  | EVRPD-110NZ6SM2 |  |  | #REF! | KR016005 | KR016007 | 7th Quantum | EVR-PD MODE 110 N 1P 60HZ UV60~120 | 단상 110 V AC | Yes | FW change and special order |  | FW change and Resistor chagne
MSIP-REM-SEk-EVRPD-480NZ6M | Done | 63 | EVRPD-220NZ6M |  |  | #REF! | KR016005 | KR016007 | 7th Quantum | EVR-PD MODE 220 N 60HZ | 단상 100~240 V AC | Yes | Base |  | FW change and Resistor chagne
MSIP-REM-SEk-EVRPD-480NZ6M | Done |  | EVRPD-220NZ6SM |  |  | #REF! | KR016005 | KR016007 | 7th Quantum | EVR-PD MODE 220 N 1P 60HZ | 단상 100~240 V AC | Yes | FW change |  | FW change and Resistor chagne
MSIP-REM-SEk-EVRPD-480NZ6M | Done |  | EVRPD-220NZ5M |  |  | #REF! | KR016005 | KR016007 | 7th Quantum | EVR-PD MODE 220N 50HZ | 단상 100~240 V AC | Yes | Special order |  | FW change and Resistor chagne
MSIP-REM-SEk-EVRPD-480NZ6M | Done |  | EVRPD-220NZ5SM |  |  | #REF! | KR016005 | KR016007 | 7th Quantum | EVR-PD MODE 1-PHASE 220 N 50HZ | 단상 100~240 V AC | Yes | FW change and special order |  | FW change and Resistor chagne
MSIP-REM-SEk-EVRPD-480NZ6M | Done | 65 | EVRPD-440NZ6M |  |  | #REF! | KR016005 | KR016007 | 7th Quantum | EVR-PD MODE 440 N 60HZ | 단상 440 V AC | Yes | Base |  | FW change and Resistor chagne
MSIP-REM-SEk-EVRPD-480NZ6M | Done |  | EVRPD-440NZ6SM |  |  | #REF! | KR016005 | KR016007 | 7th Quantum | EVR-PD MODE 440 N 1P 60HZ |  | Yes |  |  | FW change and Resistor chagne
MSIP-REM-SEk-EVRPD-480NZ6M | Done |  | EVRPD-440NZ5M |  |  | #REF! | KR016005 | KR016007 | 7th Quantum | EVR-PD MODE 440 N 50HZ | 단상 440 V AC | Yes | Special order |  | FW change and Resistor chagne
MSIP-REM-SEk-EVRPD-480NZ6M | Done |  | EVRPDKI440NZ6M |  |  | #REF! | KR016005 | KR016007 | 7th Quantum | EVR-PD MODE KERI 440 N 60HZ | 단상 440 V AC | Yes | Special order |  | FW change and Resistor chagne and KERI 인증품
MSIP-REM-SEk-EVRPD-480NZ6M | Done |  | EVRPD-480NZ5M |  |  | #REF! | KR016005 | KR016007 | 7th Quantum | EVR-PD MODE 480 N 50HZ |  | Yes |  |  | FW change
MSIP-REM-SEk-EVRPD-480NZ6M | Done |  | EVRPD-480NZ6M |  |  | #REF! | KR016005 | KR016007 | 7th Quantum | EVR-PD MODE 480 N 60HZ | 단상 100~240 V AC/DC | Yes | Special order |  | Base
R-R-SEk-FBZ2-WRAUHZ | 180731 | 66 | FBZ2-WRAUH | FBZ2-WRAUHZ | 1 | nEOCR | KR016006 | KR016006 | 6th Phoenix | EOCR-FBZ2 WR A-A 100~240V | 단상 100~240 V AC/DC | Yes | Base
R-R-SEk-FBZ2-WRAUHZ | 180731 |  |  | FBZ2T-WRAUHZ | 2 | nEOCR | KR016006 | KR016006 | 6th Phoenix | EOCR-FBZ2 WR A-A 100~240V Temp | 단상 100~240 V AC/DC | Yes | 단순파생모델명 추가 |  | 단순파생모델명 추가
Remove | REMOVE |  | FBZ2-WRAUHL |  |  | nEOCR | KR016006 | KR016006 | 6th Phoenix | EOCR-FBZ2 LOW-FRQ WR A-A | 단상 100~240 V AC/DC | Yes | FW change
R-R-SEk-FBZ2-WRAUHZ | 180731 |  | FBZ2-WRAUT | FBZ2-WRAUTZ | 3 | nEOCR | KR016006 | KR016006 | 6th Phoenix | EOCR-FBZ2 WR A-A 100~240V | 단상 100~240 V AC/DC | Yes | 외형차이에 따른 단순파생모델명 추가 |  | 외형차이에 따른 단순파생모델명 추가
R-R-SEk-FBZ2-WRAUHZ | 180731 |  |  | FBZ2T-WRAUTZ | 4 | nEOCR | KR016006 | KR016006 | 6th Phoenix | EOCR-FBZ2 WR A-A 100~240V Temp | 단상 100~240 V AC/DC | Yes | FBZ2-WRAUTZ - 단순파생모델명 추가 |  | 단순파생모델명 추가
Remove | REMOVE |  | FBZ2-WRAUTL |  |  | nEOCR | KR016006 | KR016006 | 6th Phoenix | EOCR-FBZ2 LOW-FRQ WR A-A | 단상 100~240 V AC/DC | Yes | FW change and Terminal type
R-R-SEk-FBZ2-WRCUHZ | 180731 | 67 | FBZ2-WRCUH | FBZ2-WRCUHZ | 1 | nEOCR | KR016006 | KR016006 | 6th Phoenix | EOCR-FBZ2 WR 1A1B 100~240V | 단상 100~240 V AC/DC | Yes | Base
R-R-SEk-FBZ2-WRCUHZ | 180731 |  |  | FBZ2T-WRCUHZ | 2 | nEOCR | KR016006 | KR016006 | 6th Phoenix | EOCR-FBZ2 WR 1A1B 100~240V Temp | 단상 100~240 V AC/DC | Yes | 단순파생모델명 추가 |  | 단순파생모델명 추가
Remove | REMOVE |  | FBZ2-WRCUHL |  |  | nEOCR | KR016006 | KR016006 | 6th Phoenix | EOCR-FBZ2 LOW-FRQ WR 1A1B | 단상 100~240 V AC/DC | Yes | FW change
R-R-SEk-FBZ2-WRCUHZ | 180731 |  | FBZ2-WRCUT | FBZ2-WRCUTZ | 3 | nEOCR | KR016006 | KR016006 | 6th Phoenix | EOCR-FBZ2 WR 1A1B 100~240V | 단상 100~240 V AC/DC | Yes | 외형차이에 따른 단순파생모델명 추가 |  | 외형차이에 따른 단순파생모델명 추가
R-R-SEk-FBZ2-WRCUHZ | 180731 |  |  | FBZ2T-WRCUTZ | 4 | nEOCR | KR016006 | KR016006 | 6th Phoenix | EOCR-FBZ2 WR 1A1B 100~240V Temp | 단상 100~240 V AC/DC | Yes | FBZ2-WRCUTZ - 단순파생모델명 추가 |  | 단순파생모델명 추가
Remove | REMOVE |  | FBZ2-WRCUTL |  |  | nEOCR | KR016006 | KR016006 | 6th Phoenix | EOCR-FBZ2 LOW-FRQ WR 1A1B | 단상 100~240 V AC/DC | Yes | FW change and Terminal type
R-R-SEk-FDM2-H1DBWZ | 181119 | 68 |  | FDM2-WRDBHZ |  | nEOCR | KR016006 | KR016006 | 6th Phoenix | EOCR-FDM2 WR 24V Bottom | 24 V AC/DC | Yes | FDM2T-WRDBHZ - 단순파생모델명 추가
R-R-SEk-FDM2-H1DBWZ | 181119 |  |  | FDM2T-WRDBHZ |  | nEOCR | KR016006 | KR016006 | 6th Phoenix | EOCR-FDM2 WR 24V Bottom Temp | 24 V AC/DC | Yes | 외장형 CT 구성품 제거 및 외형차이에 따른 단순파생모델명 추가
R-R-SEk-FDM2-H1DBWZ | 181119 |  |  | FDM2-WRDBWZ |  | nEOCR | KR016006 | KR016006 | 6th Phoenix | EOCR-FDM2 WR 24V Window | 24 V AC/DC | Yes | FDM2T-WRDBWZ - 단순파생모델명 추가
R-R-SEk-FDM2-H1DBWZ | 181119 |  |  | FDM2T-WRDBWZ |  | nEOCR | KR016006 | KR016006 | 6th Phoenix | EOCR-FDM2 WR 24V Window Temp | 24 V AC/DC | Yes | 외장형 CT 구성품 제거에 따른 단순 파생모델명 추가
Remove | REMOVE |  | FDM2-WRDBWL |  |  | nEOCR | KR016006 | KR016006 | 6th Phoenix | EOCR-FDM2 Low-FRQ WR 24V Windo | 24 V AC/DC | Yes | FW change and window type
R-R-SEk-FDM2-H1DBWZ | 181119 |  |  | FDM2-H1DBWZ |  | nEOCR | KR016006 | KR016006 | 6th Phoenix | EOCR-FDM2 100 3CT 24V Window | 24 V AC/DC | Yes | Base
R-R-SEk-FDM2-H4DUWZ | 180731 | 69 | FDM2-WRDUH | FDM2-WRDUHZ | 12 | nEOCR | KR016006 | KR016006 | 6th Phoenix | EOCR-FDM2 WR 100~240V Bottom | 단상 100~240 V AC/DC | Yes | FDM2T-WRDUHZ - 단순파생모델명 추가 |  | 단순파생모델명 추가
R-R-SEk-FDM2-H4DUWZ | 180731 |  |  | FDM2T-WRDUHZ | 11 | nEOCR | KR016006 | KR016006 | 6th Phoenix | EOCR-FDM2 WR 100~240V Bottom Temp | 단상 100~240 V AC/DC | Yes | 외장형 CT 구성품 제거 및 외형차이에 따른 단순파생모델명 추가 |  | 외장형 CT 구성품 제거 및 외형차이에 따른 단순파생모델명 추가
Remove | REMOVE |  | FDM2-WRDUHL |  |  | nEOCR | KR016006 | KR016006 | 6th Phoenix | EOCR-FDM2 Low-FRQ WR 100~240V | 단상 100~240 V AC/DC | Yes | FW change
R-R-SEk-FDM2-H4DUWZ | 180731 |  | FDM2-WRDUT | FDM2-WRDUTZ | 10 | nEOCR | KR016006 | KR016006 | 6th Phoenix | EOCR-FDM2 WR 100~240V Terminal | 단상 100~240 V AC/DC | Yes | FDM2T-WRDUTZ - 단순파생모델명 추가 |  | 단순파생모델명 추가
R-R-SEk-FDM2-H4DUWZ | 180731 |  |  | FDM2T-WRDUTZ | 9 |  |  |  |  | EOCR-FDM2 WR 100~240V Terminal Temp | 단상 100~240 V AC/DC | Yes | 외장형 CT 구성품 제거 및 외형차이에 따른 단순파생모델명 추가 |  | 외장형 CT 구성품 제거 및 외형차이에 따른 단순파생모델명 추가
R-R-SEk-FDM2-H4DUWZ | 180731 |  | FDM2-WRDUW | FDM2-WRDUWZ | 8 | nEOCR | KR016006 | KR016006 | 6th Phoenix | EOCR-FDM2 WR 100~240V Window | 단상 100~240 V AC/DC | Yes | FDM2T-WRDUWZ - 단순파생모델명 추가 |  | FDM2T-WRDUWZ 단순파생모델명 추가
R-R-SEk-FDM2-H4DUWZ | 180731 |  |  | FDM2T-WRDUWZ | 7 |  |  |  |  | EOCR-FDM2 WR 100~240V Window Temp | 단상 100~240 V AC/DC | Yes | 외장형 CT 구성품 제거에 따른 단순 파생모델명 추가 |  | 외장형 CT 구성품 제거에 따른 단순 파생모델명 추가
Remove | REMOVE |  | FDM2-WRDUWL |  |  | nEOCR | KR016006 | KR016006 | 6th Phoenix | EOCR-FDM2 LOW-FRQ WR 100~240V | 단상 100~240 V AC/DC | Yes | FW change and window type
R-R-SEk-FDM2-H4DUWZ | 180731 |  | FDM2-H1DUW | FDM2-H1DUWZ | 6 | nEOCR | KR016006 | KR016006 | 6th Phoenix | EOCR-FDM2 100 3CT 100~240V Win | 단상 100~240 V AC/DC | Yes | CT 배율 차이로 인한 단순파생모델명 추가 |  | CT 배율 차이로 인한 단순파생모델명 추가
Remove | REMOVE |  | FDM2-H1DUWL |  |  | nEOCR | KR016006 | KR016006 | 6th Phoenix | EOCR-FDM2 Low-FRQ 100 3CT 100~ | 단상 100~240 V AC/DC | Yes | FW change and external CT combined type
R-R-SEk-FDM2-H4DUWZ | 180731 |  | FDM2-H2DUW | FDM2-H2DUWZ | 4 | nEOCR | KR016006 | KR016006 | 6th Phoenix | EOCR-FDM2 200 3CT 100~240V Win | 단상 100~240 V AC/DC | Yes | CT 배율 차이로 인한 단순파생모델명 추가 |  | CT 배율 차이로 인한 단순파생모델명 추가
Remove | REMOVE |  | FDM2-H2DUWL |  |  | nEOCR | KR016006 | KR016006 | 6th Phoenix | EOCR-FDM2 LOW-FRQ 200 3CT | 단상 100~240 V AC/DC | Yes | FW change and external CT combined type
R-R-SEk-FDM2-H4DUWZ | 180731 |  | FDM2-H3DUW | FDM2-H3DUWZ | 3 | nEOCR | KR016006 | KR016006 | 6th Phoenix | EOCR-FDM2 300 3CT 100~240V Win | 단상 100~240 V AC/DC | Yes | CT 배율 차이로 인한 단순파생모델명 추가 |  | CT 배율 차이로 인한 단순파생모델명 추가
R-R-SEk-FDM2-H4DUWZ | 180731 |  | FDM2-H4DUW | FDM2-H4DUWZ | 1 | nEOCR | KR016006 | KR016006 | 6th Phoenix | EOCR-FDM2 400 3CT 100~240V Win | 단상 100~240 V AC/DC | Yes | Base
R-R-SEk-FDM2-H4DUWZ | 180731 |  | FDM2-HHDUW | FDM2-HHDUWZ | 2 | nEOCR | KR016006 | KR016006 | 6th Phoenix | EOCR-FDM2 150 3CT 100~240V Win | 단상 100~240 V AC/DC | Yes | CT 배율 차이로 인한 단순파생모델명 추가 |  | CT 배율 차이로 인한 단순파생모델명 추가
Remove | REMOVE |  | FDM2-HHDUWL |  |  | nEOCR | KR016006 | KR016006 | 6th Phoenix | EOCR-FDM2 LOW-FRQ 150 3CT | 단상 100~240 V AC/DC | Yes | FW change and external CT combined type
R-R-SEk-FMZ2-H4AUWZ | 181119 | 70 |  | FMSZ-WRAUWHYZ | 14 | nEOCR | KR016006 | KR016006 | 6th Phoenix | EOCR-FMSZ HYNIX(FMZ2) | 단상 100~240 V AC/DC | Yes | FMZ2-H4AUWZ, 외장형 CT구성품 제거및 프로그램 변겨에 따른 단순파생모델 추가
R-R-SEk-FMZ2-H4AUWZ | 181119 |  |  | FMSZT-WRAUWHYZ | 13 | nEOCR | KR016006 | KR016006 | 6th Phoenix | EOCR-FMSZ HYNIX(FMZ2) Temp | 단상 100~240 V AC/DC | Yes | FMZ2-H4AUWZ, 외장형 CT구성품 제거및 프로그램 변겨에 따른 단순파생모델 추가
R-R-SEk-FMZ2-H4AUWZ | 181119 |  |  | FMSZ-H1AUWHYZ | 12 | nEOCR | KR016006 | KR016006 | 6th Phoenix | EOCR-FMSZ 3CT 100 HYNIX(FMZ2) | 단상 100~240 V AC/DC | Yes | FMZ2-H4AUWZ, CT 배율차이 및 프로그램 변겨에 따른 단순파생모델 추가
R-R-SEk-FMZ2-H3ABWZ | 180731 | 71 | FMZ2-WRABH | FMZ2-WRABHZ | 8 | nEOCR | KR016006 | KR016006 | 6th Phoenix | EOCR-FMZ2 WR A-A 24V Bottom | 24 V AC/DC | Yes | FMZ2T-WRABHZ - 단순파생모델명 추가 |  | 단순파생모델명 추가
R-R-SEk-FMZ2-H3ABWZ | 180731 |  |  | FMZ2T-WRABHZ | 7 | nEOCR | KR016006 | KR016006 | 6th Phoenix | EOCR-FMZ2 WR A-A 24V Bottom Temp | 24 V AC/DC | Yes | 외장형 CT 구성품 제거 및 외형차이에 따른 단순파생모델명 추가 |  | 외장형 CT 구성품 제거 및 외형차이에 따른 단순파생모델명 추가
R-R-SEk-FMZ2-H3ABWZ | 180731 |  | FMZ2-WRABW | FMZ2-WRABWZ | 6 | nEOCR | KR016006 | KR016006 | 6th Phoenix | EOCR-FMZ2 WR A-A 24V Window | 24 V AC/DC | Yes | FMZ2T-WRABWZ - 단순파생모델명 추가 |  | 단순파생모델명 추가
R-R-SEk-FMZ2-H3ABWZ | 180731 |  |  | FMZ2T-WRABWZ | 5 |  |  |  |  | EOCR-FMZ2 WR A-A 24V Window Temp | 24 V AC/DC | Yes | 외장형 CT 구성품 제거에 따른 단순 파생모델명 추가 |  | 외장형 CT 구성품 제거에 따른 단순 파생모델명 추가
R-R-SEk-FMZ2-H3ABWZ | 180731 |  | FMZ2-H1ABW | FMZ2-H1ABWZ | 4 | nEOCR | KR016006 | KR016006 | 6th Phoenix | EOCR-FMZ2 3CT 100 A-A 24V Wind | 24 V AC/DC | Yes | CT 배율 차이로 인한 단순파생모델명 추가 |  | CT 배율 차이로 인한 단순파생모델명 추가
R-R-SEk-FMZ2-H3ABWZ | 180731 |  | FMZ2-H2ABW | FMZ2-H2ABWZ | 3 | nEOCR | KR016006 | KR016006 | 6th Phoenix | EOCR-FMZ2 3CT 200 A-A 24V Wind | 24 V AC/DC | Yes | CT 배율 차이로 인한 단순파생모델명 추가 |  | CT 배율 차이로 인한 단순파생모델명 추가
R-R-SEk-FMZ2-H3ABWZ | 180731 |  | FMZ2-H3ABW | FMZ2-H3ABWZ | 1 | nEOCR | KR016006 | KR016006 | 6th Phoenix | EOCR-FMZ2 3CT 300 A-A 24V Wind | 24 V AC/DC | Yes | Base
R-R-SEk-FMZ2-H3ABWZ | 180731 |  | FMZ2-HHABW | FMZ2-HHABWZ | 2 | nEOCR | KR016006 | KR016006 | 6th Phoenix | EOCR-FMZ2 3CT 150 A-A 24V Wind | 24 V AC/DC | Yes | CT 배율 차이로 인한 단순파생모델명 추가 |  | CT 배율 차이로 인한 단순파생모델명 추가
R-R-SEk-FMZ2-H4AUWZ | 180731 | 72 | FMZ2-WRAUH | FMZ2-WRAUHZ | 11 | nEOCR | KR016006 | KR016006 | 6th Phoenix | EOCR-FMZ2 WR A-A 100~240V Bott | 단상 100~240 V AC/DC | Yes | FMZ2T-WRAUHZ - 단순파생모델명 추가 |  | 단순파생모델명 추가
R-R-SEk-FMZ2-H4AUWZ | 180731 |  |  | FMZ2T-WRAUHZ | 10 | nEOCR | KR016006 | KR016006 | 6th Phoenix | EOCR-FMZ2 WR A-A 100~240V Bott Temp | 단상 100~240 V AC/DC | Yes | 외장형 CT 구성품 제거 및 외형차이에 따른 단순파생모델명 추가 |  | 외장형 CT 구성품 제거 및 외형차이에 따른 단순파생모델명 추가
Remove | REMOVE |  | FMZ2-WRAUHL |  |  | nEOCR | KR016006 | KR016006 | 6th Phoenix | EOCR-FMZ2 Low-FRQ WR A-A 100~2 | 단상 100~240 V AC/DC | Yes | FW change
R-R-SEk-FMZ2-H4AUWZ | 180731 |  | FMZ2-WRAUT | FMZ2-WRAUTZ | 9 | nEOCR | KR016006 | KR016006 | 6th Phoenix | EOCR-FMZ2 WR A-A 100~240V Term | 단상 100~240 V AC/DC | Yes | FMZ2T-WRAUTZ - 단순파생모델명 추가 |  | 단순파생모델명 추가
R-R-SEk-FMZ2-H4AUWZ | 180731 |  |  | FMZ2T-WRAUTZ | 8 |  |  |  |  | EOCR-FMZ2 WR A-A 100~240V Term Temp | 단상 100~240 V AC/DC | Yes | 외장형 CT 구성품 제거 및 외형차이에 따른 단순파생모델명 추가 |  | 외장형 CT 구성품 제거 및 외형차이에 따른 단순파생모델명 추가
R-R-SEk-FMZ2-H4AUWZ | 180731 |  | FMZ2-WRAUW | FMZ2-WRAUWZ | 7 | nEOCR | KR016006 | KR016006 | 6th Phoenix | EOCR-FMZ2 WR A-A 100~240V Wind | 단상 100~240 V AC/DC | Yes | FMZ2T-WRAUWZ - 단순파생모델명 추가 |  | 단순파생모델명 추가
R-R-SEk-FMZ2-H4AUWZ | 180731 |  |  | FMZ2T-WRAUWZ | 6 |  |  |  |  | EOCR-FMZ2 WR A-A 100~240V Wind Temp | 단상 100~240 V AC/DC | Yes | 외장형 CT 구성품 제거에 따른 단순 파생모델명 추가 |  | 외장형 CT 구성품 제거에 따른 단순 파생모델명 추가
R-R-SEk-FMZ2-H4AUWZ | 180731 |  | FMZ2-H1AUW | FMZ2-H1AUWZ | 5 | nEOCR | KR016006 | KR016006 | 6th Phoenix | EOCR-FMZ2 3CT 100 A-A 100~240V | 단상 100~240 V AC/DC | Yes | CT 배율 차이로 인한 단순파생모델명 추가 |  | CT 배율 차이로 인한 단순파생모델명 추가
Remove | REMOVE |  | FMZ2-H1AUWL |  |  | nEOCR | KR016006 | KR016006 | 6th Phoenix | EOCR-FMZ2 3CT Low-FRQ 100 A-A | 단상 100~240 V AC/DC | Yes | FW change and external CT combined type
R-R-SEk-FMZ2-H4AUWZ | 180731 |  | FMZ2-H2AUW | FMZ2-H2AUWZ | 4 | nEOCR | KR016006 | KR016006 | 6th Phoenix | EOCR-FMZ2 3CT 200 A-A 100~240V | 단상 100~240 V AC/DC | Yes | CT 배율 차이로 인한 단순파생모델명 추가 |  | CT 배율 차이로 인한 단순파생모델명 추가
R-R-SEk-FMZ2-H4AUWZ | 180731 |  | FMZ2-H3AUW | FMZ2-H3AUWZ | 3 | nEOCR | KR016006 | KR016006 | 6th Phoenix | EOCR-FMZ2 3CT 300 A-A 100~240V | 단상 100~240 V AC/DC | Yes | CT 배율 차이로 인한 단순파생모델명 추가 |  | CT 배율 차이로 인한 단순파생모델명 추가
R-R-SEk-FMZ2-H4AUWZ | 180731 |  | FMZ2-H4AUW | FMZ2-H4AUWZ | 1 | nEOCR | KR016006 | KR016006 | 6th Phoenix | EOCR-FMZ2 3CT 400 A-A 100~240V | 단상 100~240 V AC/DC | Yes | Base
Remove | REMOVE |  | FMZ2-H4AUWL |  |  | nEOCR | KR016006 | KR016006 | 6th Phoenix |  | 단상 100~240 V AC/DC
R-R-SEk-FMZ2-H4AUWZ | 180731 |  | FMZ2-HHAUW | FMZ2-HHAUWZ | 2 | nEOCR | KR016006 | KR016006 | 6th Phoenix | EOCR-FMZ2 3CT 150 A-A 100~240V | 단상 100~240 V AC/DC | Yes | FMZ2T-WRAUTZ - 단순파생모델명 추가 |  | CT 배율 차이로 인한 단순파생모델명 추가
Remove | REMOVE |  | FMZ2-HHAUWL |  |  | nEOCR | KR016006 | KR016006 | 6th Phoenix |  | 단상 100~240 V AC/DC
R-R-SEk-FMZ2-H4CUWZ | 180731 | 73 | FMZ2-WRCUH | FMZ2-WRCUHZ | 10 | nEOCR | KR016006 | KR016006 | 6th Phoenix | EOCR-FMZ2 WR 1A1B 100~240V Bot | 단상 100~240 V AC/DC | Yes | FMZ2T-WRCUHZ - 단순파생모델명 추가 |  | 단순파생모델명 추가
R-R-SEk-FMZ2-H4CUWZ | 180731 |  |  | FMZ2T-WRCUHZ | 9 | nEOCR | KR016006 | KR016006 | 6th Phoenix | EOCR-FMZ2 WR 1A1B 100~240V Bot Temp | 단상 100~240 V AC/DC | Yes | 외장형 CT 구성품 제거 및 외형차이에 따른 단순파생모델명 추가 |  | 외장형 CT 구성품 제거 및 외형차이에 따른 단순파생모델명 추가
Remove | REMOVE |  | FMZ2-WRCUHL |  |  | nEOCR | KR016006 | KR016006 | 6th Phoenix | EOCR-FMZ2 Low-FRQ WR 1A1B 100~ | 단상 100~240 V AC/DC | Yes | FW change
R-R-SEk-FMZ2-H4CUWZ | 180731 |  | FMZ2-WRCUT | FMZ2-WRCUTZ | 8 | nEOCR | KR016006 | KR016006 | 6th Phoenix | EOCR-FMZ2 WR 1A1B 100~240V Ter | 단상 100~240 V AC/DC | Yes | FMZ2T-WRCUTZ - 단순파생모델명 추가 |  | 단순파생모델명 추가
R-R-SEk-FMZ2-H4CUWZ | 180731 |  |  | FMZ2T-WRCUTZ | 7 |  |  |  |  | EOCR-FMZ2 WR 1A1B 100~240V Ter Temp | 단상 100~240 V AC/DC | Yes | 외장형 CT 구성품 제거 및 외형차이에 따른 단순파생모델명 추가 |  | 외장형 CT 구성품 제거 및 외형차이에 따른 단순파생모델명 추가
R-R-SEk-FMZ2-H4CUWZ | 180731 |  | FMZ2-WRCUW | FMZ2-WRCUWZ | 6 | nEOCR | KR016006 | KR016006 | 6th Phoenix | EOCR-FMZ2 WR 1A1B 100~240V Win | 단상 100~240 V AC/DC | Yes | FMZ2T-WRCUWZ - 단순파생모델명 추가 |  | 단순파생모델명 추가
R-R-SEk-FMZ2-H4CUWZ | 180731 |  |  | FMZ2T-WRCUWZ | 5 |  |  |  |  | EOCR-FMZ2 WR 1A1B 100~240V Win Temp | 단상 100~240 V AC/DC | Yes | 외장형 CT 구성품 제거에 따른 단순 파생모델명 추가 |  | 외장형 CT 구성품 제거에 따른 단순 파생모델명 추가
Remove | REMOVE |  | FMZ2-WRCUWL |  |  | nEOCR | KR016006 | KR016006 | 6th Phoenix | EOCR-FMZ2 Low-FRQ WR 1A1B 100~ | 단상 100~240 V AC/DC | Yes | FW change and window type
R-R-SEk-FMZ2-H4CUWZ | 180731 |  | FMZ2-H1CUW | FMZ2-H1CUWZ | 4 | nEOCR | KR016006 | KR016006 | 6th Phoenix | EOCR-FMZ2 3CT 100 1A1B 100~240 | 단상 100~240 V AC/DC | Yes | CT 배율 차이로 인한 단순파생모델명 추가 |  | CT 배율 차이로 인한 단순파생모델명 추가
R-R-SEk-FMZ2-H4CUWZ | 180731 |  | FMZ2-H2CUW | FMZ2-H2CUWZ | 3 | nEOCR | KR016006 | KR016006 | 6th Phoenix | EOCR-FMZ2 3CT 200 1A1B 100~240 | 단상 100~240 V AC/DC | Yes | CT 배율 차이로 인한 단순파생모델명 추가 |  | CT 배율 차이로 인한 단순파생모델명 추가
Remove | REMOVE |  | FMZ2-H3CUWL |  |  | nEOCR | KR016006 | KR016006 | 6th Phoenix | EOCR-FMZ2 3CT Low-FRQ 300 1A1B | 단상 100~240 V AC/DC | Yes | FW change and external CT combined type
R-R-SEk-FMZ2-H4CUWZ | 180731 |  | FMZ2-H4CUW | FMZ2-H4CUWZ | 1 | nEOCR | KR016006 | KR016006 | 6th Phoenix | EOCR-FMZ2 3CT 400 1A1B 100~240 | 단상 100~240 V AC/DC | Yes | Base
R-R-SEk-FMZ2-H4CUWZ | 180731 |  | FMZ2-HHCUW | FMZ2-HHCUWZ | 2 | nEOCR | KR016006 | KR016006 | 6th Phoenix | EOCR-FMZ2 3CT 150 1A1B 100~240 | 단상 100~240 V AC/DC | Yes | CT 배율 차이로 인한 단순파생모델명 추가 |  | CT 배율 차이로 인한 단순파생모델명 추가
R-R-SEk-FMZ2-H3DUWZ | 180731 | 74 | FMZ2-WRDUH | FMZ2-WRDUHZ | 10 | nEOCR | KR016006 | KR016006 | 6th Phoenix | EOCR-FMZ2 WR B-A 100~240V Bott | 단상 100~240 V AC/DC | Yes | FMZ2T-WRDUHZ - 단순파생모델명 추가 |  | 단순파생모델명 추가
R-R-SEk-FMZ2-H3DUWZ | 180731 |  |  | FMZ2T-WRDUHZ | 9 | nEOCR | KR016006 | KR016006 | 6th Phoenix | EOCR-FMZ2 WR B-A 100~240V Bott Temp | 단상 100~240 V AC/DC | Yes | 외장형 CT 구성품 제거 및 외형차이에 따른 단순파생모델명 추가 |  | 외장형 CT 구성품 제거 및 외형차이에 따른 단순파생모델명 추가
R-R-SEk-FMZ2-H3DUWZ | 180731 |  | FMZ2-WRDUT | FMZ2-WRDUTZ | 8 | nEOCR | KR016006 | KR016006 | 6th Phoenix | EOCR-FMZ2 WR B-A 100~240V Term Temp | 단상 100~240 V AC/DC | Yes | FMZ2T-WRDUTZ - 단순파생모델명 추가 |  | 단순파생모델명 추가
R-R-SEk-FMZ2-H3DUWZ | 180731 |  |  | FMZ2T-WRDUTZ | 7 |  |  |  |  | EOCR-FMZ2 WR B-A 100~240V Term | 단상 100~240 V AC/DC | Yes | 외장형 CT 구성품 제거 및 외형차이에 따른 단순파생모델명 추가 |  | 외장형 CT 구성품 제거 및 외형차이에 따른 단순파생모델명 추가
R-R-SEk-FMZ2-H3DUWZ | 180731 |  | FMZ2-WRDUW | FMZ2-WRDUWZ | 6 | nEOCR | KR016006 | KR016006 | 6th Phoenix | EOCR-FMZ2 WR B-A 100~240V Wind Temp | 단상 100~240 V AC/DC | Yes | FMZ2T-WRDUWZ - 단순파생모델명 추가 |  | 단순파생모델명 추가
R-R-SEk-FMZ2-H3DUWZ | 180731 |  |  | FMZ2T-WRDUWZ | 5 |  |  |  |  | EOCR-FMZ2 WR B-A 100~240V Wind | 단상 100~240 V AC/DC | Yes | 외장형 CT 구성품 제거에 따른 단순 파생모델명 추가 |  | 외장형 CT 구성품 제거에 따른 단순 파생모델명 추가
R-R-SEk-FMZ2-H3DUWZ | 180731 |  | FMZ2-H1DUW | FMZ2-H1DUWZ | 4 | nEOCR | KR016006 | KR016006 | 6th Phoenix | EOCR-FMZ2 3CT 100 B-A 100~240V | 단상 100~240 V AC/DC | Yes | CT 배율 차이로 인한 단순파생모델명 추가 |  | CT 배율 차이로 인한 단순파생모델명 추가
R-R-SEk-FMZ2-H3DUWZ | 180731 |  | FMZ2-H2DUW | FMZ2-H2DUWZ | 3 | nEOCR | KR016006 | KR016006 | 6th Phoenix | EOCR-FMZ2 3CT 200 B-A 100~240V | 단상 100~240 V AC/DC | Yes | CT 배율 차이로 인한 단순파생모델명 추가 |  | CT 배율 차이로 인한 단순파생모델명 추가
R-R-SEk-FMZ2-H3DUWZ | 180731 |  | FMZ2-H3DUW | FMZ2-H3DUWZ | 1 | nEOCR | KR016006 | KR016006 | 6th Phoenix | EOCR-FMZ2 3CT 300 B-A 100~240V | 단상 100~240 V AC/DC | Yes | Base
R-R-SEk-FMZ2-H3DUWZ | 180731 |  | FMZ2-HHDUW | FMZ2-HHDUWZ | 2 | nEOCR | KR016006 | KR016006 | 6th Phoenix | EOCR-FMZ2 3CT 150 B-A 100~240V | 단상 100~240 V AC/DC | Yes | CT 배율 차이로 인한 단순파생모델명 추가 |  | CT 배율 차이로 인한 단순파생모델명 추가
R-R-SEk-FMZ2-WRDBHZ | 181130 | 75 |  | FMZ2-WRDBHZ |  | nEOCR | KR016006 | KR016006 | 6th Phoenix | EOCR-FMZ2 WR B-A 24V Bottom | 24 V AC/DC | Yes | Base
R-R-SEk-FMZ2-WRDBHZ | 181130 |  |  | FMZ2T-WRDBHZ |  | nEOCR | KR016006 | KR016006 | 6th Phoenix | EOCR-FMZ2 WR B-A 24V Bottom Temp | 24 V AC/DC | Yes | 단순파생모델명 추가
R-R-SEk-FMZ2-WRDBHZ | 181130 |  |  | FMZ2-WRDBWZ |  | nEOCR | KR016006 | KR016006 | 6th Phoenix | EOCR-FMZ2 WR B-A 24V Window | 24 V AC/DC | Yes | 외형차이에 따른 단순파생모델명 추가
R-R-SEk-FMZ2-WRDBHZ | 181130 |  |  | FMZ2T-WRDBWZ | [5 empty] | EOCR-FMZ2 WR B-A 24V Window Temp | 24 V AC/DC | Yes | FMZ2T-WRDBWZ - 단순파생모델명 추가
R-R-SEk-I3BZ-WRABHZ | 181119 | 76 |  | I3BZ-WRABHZ | 1 | nEOCR | KR016006 | KR016006 | 6th Phoenix | EOCR-I3BZ WR A-A 24V BOTTOM | 24 V AC/DC | Yes | Base
Remove | REMOVE | [8 empty] | EOCR-I3BZ WR A-A 24V BOTTOM | 24 V AC/DC | no
Remove | REMOVE |  | I3BZ-WRABHL |  |  | nEOCR | KR016006 | KR016006 | 6th Phoenix | EOCR-I3BZ WR A-A 24V BOTTOM | 24 V AC/DC | no | FW change
R-R-SEk-I3BZ-WRAUHZ | 181119 | 77 |  | I3BZ-WRAUHZ | 1 | nEOCR | KR016006 | KR016006 | 6th Phoenix | EOCR-I3BZ WR A-A 100~240V | 단상 100~240 V AC/DC | Yes | Base
Remove | REMOVE |  | I3BZ-WRAUHL |  |  | nEOCR | KR016006 | KR016006 | 6th Phoenix | EOCR-I3BZ WR A-A 100~240V | 단상 100~240 V AC/DC | no
R-R-SEk-I3BZ-WRAUHZ | 181119 |  |  | I3BZ-WRAUTZ | 2 | nEOCR | KR016006 | KR016006 | 6th Phoenix | EOCR-I3BZ WR A-A 100~240V | 단상 100~240 V AC/DC | Yes | 외형차이에 따른 단순파생모델명 추가
Remove | REMOVE |  | I3BZ-WRAUTL |  |  | nEOCR | KR016006 | KR016006 | 6th Phoenix | EOCR-I3BZ WR A-A 100~240V | 단상 100~240 V AC/DC | no
R-R-SEk-I3BZ-WRABHZ | 181119 | 78 |  | I3BZ-WRCBHZ | 2 | nEOCR | KR016006 | KR016006 | 6th Phoenix | EOCR-I3BZ WR 1A1B 24V BOTTOM | 24 V AC/DC | Yes | I3BZ-WRABHZ, 단순파생모델명 추가
R-R-SEk-I3BZ-WRAUHZ | 181119 | 79 |  | I3BZ-WRCUHZ | 3 | nEOCR | KR016006 | KR016006 | 6th Phoenix | EOCR-I3BZ WR 1A1B 100~240V | 단상 100~240 V AC/DC | Yes | I3BZ-WRAUHZ, 단순파생모델명 추가
Remove | REMOVE |  | I3BZ-WRCUHL |  |  | nEOCR | KR016006 | KR016006 | 6th Phoenix | EOCR-I3BZ WR 1A1B 100~240V | 단상 100~240 V AC/DC | no
R-R-SEk-I3BZ-WRAUHZ | 181119 |  |  | I3BZ-WRCUTZ | 4 | nEOCR | KR016006 | KR016006 | 6th Phoenix | EOCR-I3BZ WR 1A1B 100~240V | 단상 100~240 V AC/DC | Yes | I3BZ-WRAUTZ, 단순 파생모델명 추가
R-R-SEk-I3DM-H1DBWZ | 181130 | 80 |  | I3DM-WRDBHZ |  | nEOCR | KR016006 | KR016006 | 6th Phoenix | EOCR-i3DM WR 24V Bottom | 24 V AC/DC | Yes | 외장형 CT 구성품 제거에 따른 단순 파생모델명 추가
R-R-SEk-I3DM-H1DBWZ | 181130 |  |  | I3DM-WRDBWZ |  | nEOCR | KR016006 | KR016006 | 6th Phoenix | EOCR-i3DM WR 24V Window | 24 V AC/DC | Yes | 외장형 CT 구성품 제거
R-R-SEk-I3DM-H1DBWZ | 181130 |  |  | I3DM-H1DBWZ |  | nEOCR | KR016006 | KR016006 | 6th Phoenix | EOCR-i3DM 100 3CT 24V Window | 24 V AC/DC | Yes | Base
R-R-SEk-I3DM-H1DBWZ | 181130 |  |  | I3DM-HHDBWZ |  | nEOCR | KR016006 | KR016006 | 6th Phoenix | EOCR-i3DM 150 3CT 24V Window | 24 V AC/DC | Yes | CT 배율 차이로 인한 단순파생모델명 추가
R-R-SEk-I3DM-H3DUWZ | 181119 | 81 |  | I3DM-WRDUHZ |  | nEOCR | KR016006 | KR016006 | 6th Phoenix | EOCR-i3DM WR 100~240V Bottom | 단상 100~240 V AC/DC | Yes | 외장형 CT 구성품 제거 및 외형차이에 따른 단순파생모델명 추가
Remove | REMOVE |  | I3DM-WRDUHL |  |  | nEOCR | KR016006 | KR016006 | 6th Phoenix |  | 단상 100~240 V AC/DC | no
R-R-SEk-I3DM-H3DUWZ | 181119 |  |  | I3DM-WRDUTZ |  | nEOCR | KR016006 | KR016006 | 6th Phoenix | EOCR-i3DM WR 100~240V Terminal | 단상 100~240 V AC/DC | Yes | 외장형 CT 구성품 제거 및 외형차이에 따른 단순파생모델명 추가
R-R-SEk-I3DM-H3DUWZ | 181119 |  |  | I3DM-WRDUWZ |  | nEOCR | KR016006 | KR016006 | 6th Phoenix | EOCR-i3DM WR 100~240V Window | 단상 100~240 V AC/DC | Yes | 외장형 CT 구성품 제거
Remove | REMOVE |  | I3DM-WRDUWL |  |  | nEOCR | KR016006 | KR016006 | 6th Phoenix | EOCR-I3DM LOW-FRQ WR 100~240V | 단상 100~240 V AC/DC | no
R-R-SEk-I3DM-H3DUWZ | 181119 |  |  | I3DM-H1DUWZ |  | nEOCR | KR016006 | KR016006 | 6th Phoenix | EOCR-i3DM 100 3CT 100~240V Win | 단상 100~240 V AC/DC | Yes | CT 배율 차이로 인한 단순파생모델명 추가
Remove | REMOVE |  | I3DM-H1DUWL |  |  | nEOCR | KR016006 | KR016006 | 6th Phoenix |  | 단상 100~240 V AC/DC | no
R-R-SEk-I3DM-H3DUWZ | 181119 |  |  | I3DM-H2DUWZ |  | nEOCR | KR016006 | KR016006 | 6th Phoenix | EOCR-i3DM 200 3CT 100~240V Win | 단상 100~240 V AC/DC | Yes | CT 배율 차이로 인한 단순파생모델명 추가
R-R-SEk-I3DM-H3DUWZ | 181119 |  |  | I3DM-H3DUWZ |  | nEOCR | KR016006 | KR016006 | 6th Phoenix | EOCR-i3DM 300 3CT 100~240V Win | 단상 100~240 V AC/DC | Yes | Base
R-R-SEk-I3DM-H3DUWZ | 181119 |  |  | I3DM-HHDUWZ |  | nEOCR | KR016006 | KR016006 | 6th Phoenix | EOCR-i3DM 150 3CT 100~240V Win | 단상 100~240 V AC/DC | Yes | CT 배율 차이로 인한 단순파생모델명 추가
R-R-SEk-I3M420-H3DUWZ | 181119 | 82 |  | I3M420-WRDUHZ |  | nEOCR | KR016006 | KR016006 | 6th Phoenix | EOCR-i3M420 WR 100~240V Bottom | 단상 100~240 V AC/DC | Yes | 외장형 CT 구성품 제거 및 외형차이에 따른 단순파생모델명 추가
Remove | REMOVE |  | I3M420-WRDUHL |  |  | nEOCR | KR016006 | KR016006 | 6th Phoenix |  | 단상 100~240 V AC/DC | no
R-R-SEk-I3M420-H3DUWZ | 181119 |  |  | I3M420-WRDUTZ |  | nEOCR | KR016006 | KR016006 | 6th Phoenix | EOCR-i3M420 WR 100~240V Termin | 단상 100~240 V AC/DC | Yes | 외장형 CT 구성품 제거 및 외형차이에 따른 단순파생모델명 추가
R-R-SEk-I3M420-H3DUWZ | 181119 |  |  | I3M420-WRDUWZ |  | nEOCR | KR016006 | KR016006 | 6th Phoenix | EOCR-i3M420 WR 100~240V Window | 단상 100~240 V AC/DC | Yes | 외장형 CT 구성품 제거
Remove | REMOVE |  | I3M420-WRDUWL |  |  | nEOCR | KR016006 | KR016006 | 6th Phoenix |  | 단상 100~240 V AC/DC | no
R-R-SEk-I3M420-H3DUWZ | 181119 |  |  | I3M420-H1DUWZ |  | nEOCR | KR016006 | KR016006 | 6th Phoenix | EOCR-i3M420 100 3CT 100~240V W | 단상 100~240 V AC/DC | Yes | CT 배율 차이로 인한 단순파생모델명 추가
R-R-SEk-I3M420-H3DUWZ | 181119 |  |  | I3M420-H2DUWZ |  | nEOCR | KR016006 | KR016006 | 6th Phoenix | EOCR-i3M420 200 3CT 100~240V W | 단상 100~240 V AC/DC | Yes | CT 배율 차이로 인한 단순파생모델명 추가
R-R-SEk-I3M420-H3DUWZ | 181119 |  |  | I3M420-H3DUWZ |  | nEOCR | KR016006 | KR016006 | 6th Phoenix | EOCR-i3M420 300 3CT 100~240V W | 단상 100~240 V AC/DC | Yes | Base
Remove | REMOVE |  | I3M420-H4DUWL |  |  | nEOCR | KR016006 | KR016006 | 6th Phoenix |  | 단상 100~240 V AC/DC | no
R-R-SEk-I3M420-H3DUWZ | 181119 |  |  | I3M420-HHDUWZ |  | nEOCR | KR016006 | KR016006 | 6th Phoenix | EOCR-i3M420 150 3CT 100~240V W | 단상 100~240 V AC/DC | Yes | CT 배율 차이로 인한 단순파생모델명 추가
R-R-SEk-I3M420-WRDBHZ | 181130 | 83 |  | I3M420-WRDBHZ |  | nEOCR | KR016006 | KR016006 | 6th Phoenix | EOCR-i3M420 WR 24V Bottom | 24 V AC/DC | Yes | Base
Remove | REMOVE |  | I3M420-WRDBTL |  |  | nEOCR | KR016006 | KR016006 | 6th Phoenix |  | 24 V AC/DC | no
R-R-SEk-I3M420-WRDBHZ | 181130 |  |  | I3M420-WRDBWZ |  | nEOCR | KR016006 | KR016006 | 6th Phoenix | EOCR-i3M420 WR 24V Window | 24 V AC/DC | Yes | 외형차이에 따른 단순파생모델명 추가
R-R-SEk-I3DM-H3DUWZ | 181119 | 84 |  | I3MS-WRDUHZ |  | nEOCR | KR016006 | KR016006 | 6th Phoenix | EOCR-i3MS WR 100~240V Bottom | 단상 100~240 V AC/DC | Yes | I3DM-WRDUHZ, 프로그램변경에 따른 단순파생모델명 추가
R-R-SEk-I3DM-H3DUWZ | 181119 |  |  | I3MS-WRDUWZ |  | nEOCR | KR016006 | KR016006 | 6th Phoenix | EOCR-i3MS WR 100~240V Window | 단상 100~240 V AC/DC | Yes | I3DM-WRDUWZ, 프로그램변경에 따른 단순파생모델명 추가
R-R-SEk-I3DM-H3DUWZ | 181119 |  |  | I3MS-H1DUWZ |  | nEOCR | KR016006 | KR016006 | 6th Phoenix | EOCR-i3MS 100 3CT 100~240V Win | 단상 100~240 V AC/DC | Yes | I3DM-H1DUWZ, 프로그램변경에 따른 단순파생모델명 추가
R-R-SEk-I3DM-H3DUWZ | 181119 |  |  | I3MS-H2DUWZ |  | nEOCR | KR016006 | KR016006 | 6th Phoenix | EOCR-i3MS 200 3CT 100~240V Win | 단상 100~240 V AC/DC | Yes | I3DM-H2DUWZ, 프로그램변경에 따른 단순파생모델명 추가
Remove | REMOVE |  | I3MSKIWRDUW |  |  | nEOCR | KR016006 | KR016006 | 6th Phoenix |  | 단상 100~240 V AC/DC | no
R-R-SEk-I3DM-H1DBWZ | 181130 | 85 |  | I3MS-WRDBWZ |  | nEOCR | KR016006 | KR016006 | 6th Phoenix | EOCR-i3MS WR 24V Window | 24 V AC/DC | Yes | I3DM-WRDBWZ,프로그램변경에 따른 단순파생모델명 추가
R-R-SEk-I3MZ-H2CUWZ | 181130 | 86 |  | I3MZ-WRCUHZ |  | nEOCR | KR016006 | KR016006 | 6th Phoenix | EOCR-i3MZ WR 1A1B 100~240V Bot | 단상 100~240 V AC/DC | Yes | 외장형 CT 구성품 제거 및 외형차이에 따른 단순파생모델명 추가
R-R-SEk-I3MZ-H2CUWZ | 181130 |  |  | I3MZ-WRCUTZ |  | nEOCR | KR016006 | KR016006 | 6th Phoenix | EOCR-i3MZ WR 1A1B 100~240V Ter | 단상 100~240 V AC/DC | Yes | 외장형 CT 구성품 제거 및 외형차이에 따른 단순파생모델명 추가
R-R-SEk-I3MZ-H2CUWZ | 181130 |  |  | I3MZ-WRCUWZ |  | nEOCR | KR016006 | KR016006 | 6th Phoenix | EOCR-i3MZ WR 1A1B 100~240V Win | 단상 100~240 V AC/DC | Yes | 외장형 CT 구성품 제거
Remove | REMOVE |  | I3MZ-WRCUWL |  |  | nEOCR | KR016006 | KR016006 | 6th Phoenix | EOCR-i3MZ Low-FRQ WR 1A1B 100~ | 단상 100~240 V AC/DC | Yes | FW change and window type
R-R-SEk-I3MZ-H2CUWZ | 181130 |  |  | I3MZ-H1CUWZ |  | nEOCR | KR016006 | KR016006 | 6th Phoenix | EOCR-i3MZ 3CT 100 1A1B 100~240 | 단상 100~240 V AC/DC | Yes | CT 배율 차이로 인한 단순파생모델명 추가
R-R-SEk-I3MZ-H2CUWZ | 181130 |  |  | I3MZ-H2CUWZ |  | nEOCR | KR016006 | KR016006 | 6th Phoenix | EOCR-i3MZ 3CT 200 1A1B 100~240 | 단상 100~240 V AC/DC | Yes | Base
R-R-SEk-I3MZ-H2CUWZ | 181130 |  |  | I3MZ-HHCUWZ |  | nEOCR | KR016006 | KR016006 | 6th Phoenix | EOCR-i3MZ 3CT 150 1A1B 100~240 | 단상 100~240 V AC/DC | Yes | CT 배율 차이로 인한 단순파생모델명 추가
R-R-SEk-I3MZ-HHAUWZ | 181119 | 87 |  | I3MZ-WRAUHZ |  | nEOCR | KR016006 | KR016006 | 6th Phoenix | EOCR-i3MZ WR A-A 100~240V Bott | 단상 100~240 V AC/DC | Yes | 외장형 CT 구성품 제거 및 외형차이에 따른 단순파생모델명 추가
R-R-SEk-I3MZ-HHAUWZ | 181119 |  |  | I3MZ-WRAUWZ |  | nEOCR | KR016006 | KR016006 | 6th Phoenix | EOCR-i3MZ WR A-A 100~240V Wind | 단상 100~240 V AC/DC | Yes | 외장형 CT 구성품 제거
Remove | REMOVE |  | I3MZ-WRAUWL |  |  | nEOCR | KR016006 | KR016006 | 6th Phoenix | EOCR-i3MZ Low-FRQ WR A-A 100~2 | 단상 100~240 V AC/DC | Yes | FW change and window type
R-R-SEk-I3MZ-HHAUWZ | 181119 |  |  | I3MZ-HHAUWZ |  | nEOCR | KR016006 | KR016006 | 6th Phoenix | EOCR-i3MZ 3CT 150 A-A 100~240V | 단상 100~240 V AC/DC | Yes | Base
R-R-SEk-I3MZ-H2CUWZ | 181130 | 88 |  | I3MZ-WRDUWZ |  | nEOCR | KR016006 | KR016006 | 6th Phoenix | EOCR-i3MZ WR B-A 100~240V Wind | 단상 100~240 V AC/DC | Yes | I3MZ-WRCUWZ, 프로그램변경에 따른 단순파생모델명 추가
R-R-SEk-IFBZ-WRABHZ | 181130 | 89 |  | IFBZ-WRABHZ |  | nEOCR | KR016006 | KR016006 | 6th Phoenix | EOCR-IFBZ WR A-A 24V BOTTOM | 24 V AC/DC | Yes | Base
R-R-SEk-IFBZ-WRABHZ | 181130 |  |  | IFBZT-WRABHZ | [5 empty] | EOCR-IFBZ WR A-A 24V BOTTOM Temp | 24 V AC/DC | Yes | 단순파생모델명 추가
R-R-SEk-IFBZ-WRABHZ | 181130 |  |  | IFBZ-WRABTZ |  | nEOCR | KR016006 | KR016006 | 6th Phoenix | EOCR-IFBZ WR A-A 24V TERMINAL | 24 V AC/DC | Yes | 외형차이에 따른 단순파생모델명 추가
R-R-SEk-IFBZ-WRABHZ | 181130 |  |  | IFBZT-WRABTZ | [5 empty] | EOCR-IFBZ WR A-A 24V TERMINAL Temp | 24 V AC/DC | Yes | IFBZ-WRABTZ - 단순파생모델명 추가
R-R-SEk-IFBZ-WRAUHZ | 181119 | 90 |  | IFBZ-WRAUHZ |  | nEOCR | KR016006 | KR016006 | 6th Phoenix | EOCR-IFBZ WR A-A 100~240V Bot | 단상 100~240 V AC/DC | Yes | Base
R-R-SEk-IFBZ-WRAUHZ | 181119 |  |  | IFBZT-WRAUHZ | [5 empty] | EOCR-IFBZ WR A-A 100~240V Bot Temp | 단상 100~240 V AC/DC | Yes | 단순파생모델명 추가
Remove | REMOVE |  | IFBZ-WRAUHL |  |  | nEOCR | KR016006 | KR016006 | 6th Phoenix | EOCR-IFBZ WR A-A 100~240V low | 단상 100~240 V AC/DC | Yes | FW change
R-R-SEk-IFBZ-WRAUHZ | 181119 |  |  | IFBZ-WRAUTZ |  | EOCR-IFBZ WR A-A 100~240V | 단상 100~240 V AC/DC |  | Yes | EOCR-IFBZ WR A-A 100~240V Ter | 단상 100~240 V AC/DC | Yes | 외형차이에 따른 단순파생모델명 추가
R-R-SEk-IFBZ-WRAUHZ | 181119 |  |  | IFBZT-WRAUTZ |  | nEOCR | KR016006 | KR016006 | 6th Phoenix | EOCR-IFBZ WR A-A 100~240V Ter Temp | 단상 100~240 V AC/DC | Yes | IFBZ-WRAUTZ - 단순파생모델명 추가
R-R-SEk-IFBZ-WRCUHZ | 181119 | 91 |  | IFBZ-WRCUHZ |  | nEOCR | KR016006 | KR016006 | 6th Phoenix | EOCR-IFBZ WR 1A1B 100~240V Bot | 단상 100~240 V AC/DC | Yes | Base
R-R-SEk-IFBZ-WRCUHZ | 181119 |  |  | IFBZT-WRCUHZ | [5 empty] | EOCR-IFBZ WR 1A1B 100~240V Bot Temp | 단상 100~240 V AC/DC | Yes | 단순파생모델명 추가
Remove | REMOVE |  | IFBZ-WRCUHL |  |  | nEOCR | KR016006 | KR016006 | 6th Phoenix | EOCR-IFBZ WR 1A1B 100~240V | 단상 100~240 V AC/DC | Yes | FW change
R-R-SEk-IFBZ-WRCUHZ | 181119 |  |  | IFBZ-WRCUTZ |  | EOCR-IFBZ WR 1A1B 100~240V | 단상 100~240 V AC/DC |  | Yes | EOCR-IFBZ WR 1A1B 100~240V Ter | 단상 100~240 V AC/DC | Yes | 외형차이에 따른 단순파생모델명 추가
R-R-SEk-IFBZ-WRCUHZ | 181119 |  |  | IFBZT-WRCUTZ |  | nEOCR | KR016006 | KR016006 | 6th Phoenix | EOCR-IFBZ WR 1A1B 100~240V Ter Temp | 단상 100~240 V AC/DC | Yes | IFBZ-WRCUTZ - 단순파생모델명 추가
R-R-SEk-IFDM-H1DBWZ | 181119 | 92 |  | IFDM-WRDBHZ |  | nEOCR | KR016006 | KR016006 | 6th Phoenix | EOCR-iFDM WR 24V Bottom | 24 V AC/DC | Yes | IFDMT-WRDBHZ - 단순파생모델명 추가
R-R-SEk-IFDM-H1DBWZ | 181119 |  |  | IFDMT-WRDBHZ | [5 empty] | EOCR-iFDM WR 24V Bottom Temp | 24 V AC/DC | Yes | 외장형 CT 구성품 제거 및 외형차이에 따른 단순파생모델명 추가
R-R-SEk-IFDM-H1DBWZ | 181119 |  |  | IFDM-WRDBWZ |  | nEOCR | KR016006 | KR016006 | 6th Phoenix | EOCR-iFDM WR 24V Window | 24 V AC/DC | Yes | IFDMT-WRDBWZ - 단순파생모델명 추가
R-R-SEk-IFDM-H1DBWZ | 181119 |  |  | IFDMT-WRDBWZ | [5 empty] | EOCR-iFDM WR 24V Window Temp | 24 V AC/DC | Yes | 외장형 CT 구성품 제거
R-R-SEk-IFDM-H1DBWZ | 181119 |  |  | IFDM-H1DBWZ | [5 empty] | EOCR-iFDM 100 3CT 24V Window | 24 V AC/DC | Yes | Base
R-R-SEk-IFDM-H3DUWZ | 181119 | 93 |  | IFDM-WRDUHZ |  | nEOCR | KR016006 | KR016006 | 6th Phoenix | EOCR-iFDM WR 100~240V Bottom | 단상 100~240 V AC/DC | Yes | IFDMT-WRDUHZ - 단순파생모델명 추가
R-R-SEk-IFDM-H3DUWZ | 181119 |  |  | IFDMT-WRDUHZ | [5 empty] | EOCR-iFDM WR 100~240V Bottom | 단상 100~240 V AC/DC | Yes | 외장형 CT 구성품 제거 및 외형차이에 따른 단순파생모델명 추가
R-R-SEk-IFDM-H3DUWZ | 181119 |  |  | IFDM-WRDUTZ |  | nEOCR | KR016006 | KR016006 | 6th Phoenix | EOCR-iFDM WR 100~240V Terminal | 단상 100~240 V AC/DC | Yes | IFDMT-WRDUTZ - 단순파생모델명 추가
R-R-SEk-IFDM-H3DUWZ | 181119 |  |  | IFDMT-WRDUTZ | [5 empty] | EOCR-iFDM WR 100~240V Terminal | 단상 100~240 V AC/DC | Yes | 외장형 CT 구성품 제거 및 외형차이에 따른 단순파생모델명 추가
R-R-SEk-IFDM-H3DUWZ | 181119 |  |  | IFDM-WRDUWZ |  | nEOCR | KR016006 | KR016006 | 6th Phoenix | EOCR-iFDM WR 100~240V Window | 단상 100~240 V AC/DC | Yes | IFDMT-WRDUWZ - 단순파생모델명 추가
R-R-SEk-IFDM-H3DUWZ | 181119 |  |  | IFDMT-WRDUWZ | [5 empty] | EOCR-iFDM WR 100~240V Window | 단상 100~240 V AC/DC | Yes | 외장형 CT 구성품 제거
Remove | REMOVE |  | IFDM-WRDUWL |  |  | nEOCR | KR016006 | KR016006 | 6th Phoenix | EOCR-iFDM Low-FRQ WR 100~240V | 단상 100~240 V AC/DC | Yes | FW change and window type
R-R-SEk-IFDM-H3DUWZ | 181119 |  |  | IFDM-H1DUWZ |  | nEOCR | KR016006 | KR016006 | 6th Phoenix | EOCR-iFDM 100 3CT 100~240V Win | 단상 100~240 V AC/DC | Yes | CT 배율 차이로 인한 단순파생모델명 추가
R-R-SEk-IFDM-H3DUWZ | 181119 |  |  | IFDM-H2DUWZ |  | nEOCR | KR016006 | KR016006 | 6th Phoenix | EOCR-iFDM 200 3CT 100~240V Win | 단상 100~240 V AC/DC | Yes | CT 배율 차이로 인한 단순파생모델명 추가
R-R-SEk-IFDM-H3DUWZ | 181119 |  |  | IFDM-H3DUWZ |  | nEOCR | KR016006 | KR016006 | 6th Phoenix | EOCR-iFDM 300 3CT 100~240V Win | 단상 100~240 V AC/DC | Yes | Base
R-R-SEk-IFDM-H3DUWZ | 181119 |  |  | IFDM-HHDUWZ |  | nEOCR | KR016006 | KR016006 | 6th Phoenix | EOCR-iFDM 150 3CT 100~240V Win | 단상 100~240 V AC/DC | Yes | CT 배율 차이로 인한 단순파생모델명 추가
R-R-SEk-IFM420-H2DBWZ | 181130 | 94 |  | IFM420-WRDBHZ |  | nEOCR | KR016006 | KR016006 | 6th Phoenix | EOCR-iFM420 WR 24V Bottom | 24 V AC/DC | Yes | IFM420T-WRDBHZ - 단순파생모델명 추가
R-R-SEk-IFM420-H2DBWZ | 181130 |  |  | IFM420T-WRDBHZ | [5 empty] | EOCR-iFM420 WR 24V Bottom | 24 V AC/DC | Yes | 외장형 CT 구성품 제거 및 외형차이에 따른 단순파생모델명 추가
R-R-SEk-IFM420-H2DBWZ | 181130 |  |  | IFM420-WRDBWZ |  | nEOCR | KR016006 | KR016006 | 6th Phoenix | EOCR-iFM420 WR 24V Window | 24 V AC/DC | Yes | IFM420T-WRDBWZ - 단순파생모델명 추가
R-R-SEk-IFM420-H2DBWZ | 181130 |  |  | IFM420T-WRDBWZ | [5 empty] | EOCR-iFM420 WR 24V Window | 24 V AC/DC | Yes | 외장형 CT 구성품 제거
R-R-SEk-IFM420-H2DBWZ | 181130 |  |  | IFM420-H1DBWZ |  | nEOCR | KR016006 | KR016006 | 6th Phoenix | EOCR-iFM420 100 3CT 24V Window | 24 V AC/DC | Yes | CT 배율 차이로 인한 단순파생모델명 추가
R-R-SEk-IFM420-H2DBWZ | 181130 |  |  | IFM420-H2DBWZ |  | nEOCR | KR016006 | KR016006 | 6th Phoenix | EOCR-iFM420 200 3CT 24V Window | 24 V AC/DC | Yes | Base
R-R-SEk-IFM420-H3DUWZ | 181119 | 95 |  | IFM420-WRDUHZ |  | nEOCR | KR016006 | KR016006 | 6th Phoenix | EOCR-iFM420 WR 100~240V Bottom | 단상 100~240 V AC/DC | Yes | IFM420T-WRDUHZ - 단순파생모델명 추가
R-R-SEk-IFM420-H3DUWZ | 181119 |  |  | IFM420T-WRDUHZ | [5 empty] | EOCR-iFM420 WR 100~240V Bottom Temp | 단상 100~240 V AC/DC | Yes | 외장형 CT 구성품 제거 및 외형차이에 따른 단순파생모델명 추가
R-R-SEk-IFM420-H3DUWZ | 181119 |  |  | IFM420-WRDUTZ |  | nEOCR | KR016006 | KR016006 | 6th Phoenix | EOCR-iFM420 WR 100~240V Termin | 단상 100~240 V AC/DC | Yes | IFM420T-WRDUTZ - 단순파생모델명 추가
R-R-SEk-IFM420-H3DUWZ | 181119 |  |  | IFM420T-WRDUTZ | [5 empty] | EOCR-iFM420 WR 100~240V Termin Temp | 단상 100~240 V AC/DC | Yes | 외장형 CT 구성품 제거 및 외형차이에 따른 단순파생모델명 추가
R-R-SEk-IFM420-H3DUWZ | 181119 |  |  | IFM420-WRDUWZ |  | nEOCR | KR016006 | KR016006 | 6th Phoenix | EOCR-iFM420 WR 100~240V Window | 단상 100~240 V AC/DC | Yes | IFM420T-WRDUWZ - 단순파생모델명 추가
R-R-SEk-IFM420-H3DUWZ | 181119 |  |  | IFM420T-WRDUWZ | [5 empty] | EOCR-iFM420 WR 100~240V Window Temp | 단상 100~240 V AC/DC | Yes | 외장형 CT 구성품 제거
Remove | REMOVE |  | IFM420-WRDUWL |  |  | nEOCR | KR016006 | KR016006 | 6th Phoenix | EOCR-iFM420 Low-FRQ WR 100~240 | 단상 100~240 V AC/DC | Yes | FW change and window type
R-R-SEk-IFM420-H3DUWZ | 181119 |  |  | IFM420-H1DUWZ |  | nEOCR | KR016006 | KR016006 | 6th Phoenix | EOCR-iFM420 100 3CT 100~240V W | 단상 100~240 V AC/DC | Yes | CT 배율 차이로 인한 단순파생모델명 추가
Remove | REMOVE |  | IFM420-H1DUWL |  |  | nEOCR | KR016006 | KR016006 | 6th Phoenix | EOCR-iFM420 Low-FRQ 100 3CT 10 | 단상 100~240 V AC/DC | Yes | FW change and external CT combined type
R-R-SEk-IFM420-H3DUWZ | 181119 |  |  | IFM420-H2DUWZ |  | nEOCR | KR016006 | KR016006 | 6th Phoenix | EOCR-iFM420 200 3CT 100~240V W | 단상 100~240 V AC/DC | Yes | CT 배율 차이로 인한 단순파생모델명 추가
R-R-SEk-IFM420-H3DUWZ | 181119 |  |  | IFM420-H3DUWZ |  | nEOCR | KR016006 | KR016006 | 6th Phoenix | EOCR-iFM420 300 3CT 100~240V W | 단상 100~240 V AC/DC | Yes | Base
Remove | REMOVE |  | IFM420-H3DUWL |  |  | nEOCR | KR016006 | KR016006 | 6th Phoenix | EOCR-iFM420 Low-FRQ 300 3CT 10 | 단상 100~240 V AC/DC | Yes | FW change and external CT combined type
R-R-SEk-IFM420-H3DUWZ | 181119 |  |  | IFM420-HHDUWZ |  | nEOCR | KR016006 | KR016006 | 6th Phoenix | EOCR-iFM420 150 3CT 100~240V W | 단상 100~240 V AC/DC | Yes | CT 배율 차이로 인한 단순파생모델명 추가
R-R-SEk-IFDM-H3DUWZ | 181119 | 96 |  | IFMS-WRDUHZ |  | nEOCR | KR016006 | KR016006 | 6th Phoenix | EOCR-iFMS WR 100~240V Bottom | 단상 100~240 V AC/DC | Yes | IFDM-WRDUHZ, 프로그램 변경 및 단순파생모델명 추가
R-R-SEk-IFDM-H3DUWZ | 181119 |  |  | IFMST-WRDUHZ | [5 empty] | EOCR-iFMS WR 100~240V Bottom Temp | 단상 100~240 V AC/DC | Yes | IFDMT-WRDUHZ, 프로그램 변경 및 단순파생모델명 추가
R-R-SEk-IFDM-H3DUWZ | 181119 |  |  | IFMS-WRDUWZ |  | nEOCR | KR016006 | KR016006 | 6th Phoenix | EOCR-iFMS WR 100~240V Window | 단상 100~240 V AC/DC | Yes | IFDM-WRDUWZ 프로그램 변경 및 단순파생모델명 추가
R-R-SEk-IFDM-H3DUWZ | 181119 |  |  | IFMST-WRDUWZ | [5 empty] | EOCR-iFMS WR 100~240V Window Temp | 단상 100~240 V AC/DC | Yes | IFDMT-WRDUWZ, 프로그램 변경 및 단순파생모델명 추가
R-R-SEk-IFDM-H3DUWZ | 181119 |  |  | IFMS-H1DUWZ |  | nEOCR | KR016006 | KR016006 | 6th Phoenix | EOCR-iFMS 100 3CT 100~240V Win | 단상 100~240 V AC/DC | Yes | IFDM-H1DUWZ, 프로그램 변경 및 단순파생모델명 추가
R-R-SEk-IFDM-H3DUWZ | 181119 |  |  | IFMS-H3DUWZ |  | nEOCR | KR016006 | KR016006 | 6th Phoenix | EOCR-iFMS 300 3CT 100~240V Win | 단상 100~240 V AC/DC | Yes | IFDM-H3DUWZ, 프로그램 변경 및 단순파생모델명 추가
R-R-SEk-IFDM-H3DUWZ | 181119 |  |  | IFMS-H4DUWZ |  | nEOCR | KR016006 | KR016006 | 6th Phoenix | EOCR-iFMS 400 3CT 100~240V Win | 단상 100~240 V AC/DC | Yes | IFDM-H4DUWZ, 프로그램 변경 및 단순파생모델명 추가
R-R-SEk-IFMZ-H4AUWZ | 181119 | 97 |  | IFMZ-WRAUHZ |  | nEOCR | KR016006 | KR016006 | 6th Phoenix | EOCR-iFMZ WR A-A 100~240V Bott | 단상 100~240 V AC/DC | Yes | IFMZT-WRAUHZ - 단순파생모델명 추가
R-R-SEk-IFMZ-H4AUWZ | 181119 |  |  | IFMZT-WRAUHZ | [5 empty] | EOCR-iFMZ WR A-A 100~240V Bott Temp | 단상 100~240 V AC/DC | Yes | 외장형 CT 구성품 제거 및 외형차이에 따른 단순파생모델명 추가
R-R-SEk-IFMZ-H4AUWZ | 181119 |  |  | IFMZ-WRAUTZ |  | nEOCR | KR016006 | KR016006 | 6th Phoenix | EOCR-iFMZ WR A-A 100~240V Term | 단상 100~240 V AC/DC | Yes | IFMZT-WRAUTZ - 단순파생모델명 추가
R-R-SEk-IFMZ-H4AUWZ | 181119 |  |  | IFMZT-WRAUTZ | [5 empty] | EOCR-iFMZ WR A-A 100~240V Term Temp | 단상 100~240 V AC/DC | Yes | 외장형 CT 구성품 제거 및 외형차이에 따른 단순파생모델명 추가
R-R-SEk-IFMZ-H4AUWZ | 181119 |  |  | IFMZ-WRAUWZ |  | nEOCR | KR016006 | KR016006 | 6th Phoenix | EOCR-iFMZ WR A-A 100~240V Wind | 단상 100~240 V AC/DC | Yes | IFMZT-WRAUWZ - 단순파생모델명 추가
R-R-SEk-IFMZ-H4AUWZ | 181119 |  |  | IFMZT-WRAUWZ | [5 empty] | EOCR-iFMZ WR A-A 100~240V Wind Temp | 단상 100~240 V AC/DC | Yes | 외장형 CT 구성품 제거
Remove | REMOVE |  | IFMZ-WRAUWL |  |  | nEOCR | KR016006 | KR016006 | 6th Phoenix | EOCR-iFMZ Low-FRQ WR A-A 100~2 | 단상 100~240 V AC/DC | Yes | FW change and window type
R-R-SEk-IFMZ-H4AUWZ | 181119 |  |  | IFMZ-H1AUWZ |  | nEOCR | KR016006 | KR016006 | 6th Phoenix | EOCR-iFMZ 3CT 100 A-A 100~240V | 단상 100~240 V AC/DC | Yes | CT 배율 차이로 인한 단순파생모델명 추가
Remove | REMOVE |  | IFMZ-H1AUWL |  |  | nEOCR | KR016006 | KR016006 | 6th Phoenix | EOCR-iFMZ 3CT Low-FRQ 100 A-A | 단상 100~240 V AC/DC | Yes | FW change and external CT combined type
R-R-SEk-IFMZ-H4AUWZ | 181119 |  |  | IFMZ-H2AUWZ |  | nEOCR | KR016006 | KR016006 | 6th Phoenix | EOCR-iFMZ 3CT 200 A-A 100~240V | 단상 100~240 V AC/DC | Yes | CT 배율 차이로 인한 단순파생모델명 추가
Remove | REMOVE |  | IFMZ-H2AUWL |  |  | nEOCR | KR016006 | KR016006 | 6th Phoenix | EOCR-iFMZ 3CT Low-FRQ 200 A-A | 단상 100~240 V AC/DC | Yes | FW change and external CT combined type
Remove | REMOVE |  | IFMZ-H3AUWL |  |  | nEOCR | KR016006 | KR016006 | 6th Phoenix | EOCR-iFMZ 3CT Low-FRQ 300 A-A | 단상 100~240 V AC/DC | Yes | FW change and external CT combined type
R-R-SEk-IFMZ-H4AUWZ | 181119 |  |  | IFMZ-H4AUWZ |  | nEOCR | KR016006 | KR016006 | 6th Phoenix | EOCR-iFMZ 3CT 400 A-A 100~240V | 단상 100~240 V AC/DC | Yes | Base
R-R-SEk-IFMZ-H4AUWZ | 181119 |  |  | IFMZ-HHAUWZ |  | nEOCR | KR016006 | KR016006 | 6th Phoenix | EOCR-iFMZ 3CT 150 A-A 100~240V | 단상 100~240 V AC/DC | Yes | CT 배율 차이로 인한 단순파생모델명 추가
Remove | REMOVE |  | IFMZ-HHAUWL |  |  | nEOCR | KR016006 | KR016006 | 6th Phoenix | EOCR-iFMZ 3CT Low-FRQ 150 A-A | 단상 100~240 V AC/DC | Yes | FW change and external CT combined type
R-R-SEk-IFMZ-WRCUWZ | 181130 | 98 |  | IFMZ-WRCUHZ |  | nEOCR | KR016006 | KR016006 | 6th Phoenix | EOCR-iFMZ WR 1A1B 100~240V Bot | 단상 100~240 V AC/DC | Yes | IFMZT-WRCUHZ - 단순파생모델명 추가
R-R-SEk-IFMZ-WRCUWZ | 181130 |  |  | IFMZT-WRCUHZ | [5 empty] | EOCR-iFMZ WR 1A1B 100~240V Bot Temp | 단상 100~240 V AC/DC | Yes | 외장형 CT 구성품 제거 및 외형차이에 따른 단순파생모델명 추가
R-R-SEk-IFMZ-WRCUWZ | 181130 |  |  | IFMZ-WRCUTZ |  | nEOCR | KR016006 | KR016006 | 6th Phoenix | EOCR-iFMZ WR 1A1B 100~240V Ter | 단상 100~240 V AC/DC | Yes | IFMZT-WRCUTZ - 단순파생모델명 추가
R-R-SEk-IFMZ-WRCUWZ | 181130 |  |  | IFMZT-WRCUTZ | [5 empty] | EOCR-iFMZ WR 1A1B 100~240V Ter Temp | 단상 100~240 V AC/DC | Yes | 외장형 CT 구성품 제거 및 외형차이에 따른 단순파생모델명 추가
R-R-SEk-IFMZ-WRCUWZ | 181130 |  |  | IFMZ-WRCUWZ |  | nEOCR | KR016006 | KR016006 | 6th Phoenix | EOCR-iFMZ WR 1A1B 100~240V Win | 단상 100~240 V AC/DC | Yes | IFMZT-WRCUWZ - 단순파생모델명 추가
R-R-SEk-IFMZ-WRCUWZ | 181130 |  |  | IFMZT-WRCUWZ | [5 empty] | EOCR-iFMZ WR 1A1B 100~240V Win Temp | 단상 100~240 V AC/DC | Yes | 외장형 CT 구성품 제거
Remove | REMOVE |  | IFMZ-WRCUWL |  |  | nEOCR | KR016006 | KR016006 | 6th Phoenix | EOCR-iFMZ Low-FRQ WR 1A1B 100~ | 단상 100~240 V AC/DC | Yes | FW change and window type
R-R-SEk-IFMZ-WRCUWZ | 181130 |  |  | IFMZ-H1CUWZ |  | nEOCR | KR016006 | KR016006 | 6th Phoenix | EOCR-iFMZ 3CT 100 1A1B 100~240 | 단상 100~240 V AC/DC | Yes | CT 배율 차이로 인한 단순파생모델명 추가
R-R-SEk-IFMZ-WRCUWZ | 181130 |  |  | IFMZ-H2CUWZ |  | nEOCR | KR016006 | KR016006 | 6th Phoenix | EOCR-iFMZ 3CT 200 1A1B 100~240 | 단상 100~240 V AC/DC | Yes | CT 배율 차이로 인한 단순파생모델명 추가
R-R-SEk-IFMZ-WRCUWZ | 181130 |  |  | IFMZ-H3CUWZ |  | nEOCR | KR016006 | KR016006 | 6th Phoenix | EOCR-iFMZ 3CT 300 1A1B 100~240 | 단상 100~240 V AC/DC | Yes | Base
R-R-SEk-IFMZ-WRCUWZ | 181130 |  |  | IFMZ-HHCUWZ |  | nEOCR | KR016006 | KR016006 | 6th Phoenix | EOCR-iFMZ 3CT 150 1A1B 100~240 | 단상 100~240 V AC/DC | Yes | CT 배율 차이로 인한 단순파생모델명 추가
R-R-SEk-IFMZ-WRCUWZ | 181130 | 99 |  | IFMZ-WRDUHZ |  | nEOCR | KR016006 | KR016006 | 6th Phoenix | EOCR-iFMZ WR B-A 100~240V Bott | 단상 100~240 V AC/DC | Yes | IFMZ-WRCUHZ, 프로그램 변경 및 단순파생모델명 추가
R-R-SEk-IFMZ-WRCUWZ | 181130 |  |  | IFMZT-WRDUHZ | [5 empty] | EOCR-iFMZ WR B-A 100~240V Bott Temp | 단상 100~240 V AC/DC | Yes | IFMZT-WRCUHZ, 프로그램 변경 및 단순파생모델명 추가
R-R-SEk-IFMZ-WRCUWZ | 181130 |  |  | IFMZ-WRDUTZ |  | nEOCR | KR016006 | KR016006 | 6th Phoenix | EOCR-iFMZ WR B-A 100~240V Term | 단상 100~240 V AC/DC | Yes | IFMZ-WRCUTZ, 프로그램 변경 및 단순파생모델명 추가
R-R-SEk-IFMZ-WRCUWZ | 181130 |  |  | IFMZT-WRDUTZ | [5 empty] | EOCR-iFMZ WR B-A 100~240V Term Temp | 단상 100~240 V AC/DC | Yes | IFMZT-WRCUTZ, 프로그램 변경 및 단순파생모델명 추가
R-R-SEk-IFMZ-WRCUWZ | 181130 |  |  | IFMZ-WRDUWZ |  | nEOCR | KR016006 | KR016006 | 6th Phoenix | EOCR-iFMZ WR B-A 100~240V Wind | 단상 100~240 V AC/DC | Yes | IFMZ-WRCUWZ, 프로그램 변경 및 단순파생모델명 추가
R-R-SEk-IFMZ-WRCUWZ | 181130 |  |  | IFMZT-WRDUWZ | [5 empty] | EOCR-iFMZ WR B-A 100~240V Wind Temp | 단상 100~240 V AC/DC | Yes | IFMZT-WRCUWZ, 프로그램 변경 및 단순파생모델명 추가
R-R-SEk-IFMZ-WRCUWZ | 181130 |  |  | IFMZ-HHDUWZ |  | nEOCR | KR016006 | KR016006 | 6th Phoenix | EOCR-iFMZ 3CT 150 B-A 100~240V | 단상 100~240 V AC/DC | Yes | IFMZ-HHCUWZ, 프로그램 변경 및 단순파생모델명 추가
R-R-SEk-IFMZ-WRCBHZ | 181119 | 100 |  | IFMZ-WRCBHZ |  | nEOCR | KR016006 | KR016006 | 6th Phoenix | EOCR-iFMZ WR 1A1B 24V Bottom | 24 V AC/DC | Yes | Base
R-R-SEk-IFMZ-WRCBHZ | 181119 |  |  | IFMZT-WRCBHZ | [5 empty] | EOCR-iFMZ WR 1A1B 24V Bottom Temp | 24 V AC/DC | Yes | 단순파생모델명 추가
MSIP-REM-SEk-ISEMDE-H4BH | Done | 101 | ISEMDE-WRBH |  |  | iSEM | KR016010 | KR016007 | 7th Quantum | ISEMD ETHERNET WR 24VDC HOLE TYPE | 24 V AC/DC | Yes | Base |  | without CT
MSIP-REM-SEk-ISEMDE-H4BH | Done |  | ISEMDE-WRBT |  |  | iSEM | KR016010 | KR016007 | 7th Quantum | ISEMD ETHERNET WR 24VDC TERMINAL | 24 V AC/DC | Yes | Terminal type |  | without CT and add the Terminal Block
MSIP-REM-SEk-ISEMDE-H4BH | Done |  | ISEMDE-H1BH |  |  | iSEM | KR016010 | KR016007 | 7th Quantum | ISEMD ETHERNET 100A 3CT 24VDC HOLE TYPE | 24 V AC/DC | Yes | External CT combined type |  | Change CT ratio
MSIP-REM-SEk-ISEMDE-H4BH | Done |  | ISEMDE-H2BH |  |  | iSEM | KR016010 | KR016007 | 7th Quantum | ISEMD ETHERNET 200A 3CT 24VDC HOLE TYPE | 24 V AC/DC | Yes | External CT combined type |  | Change CT ratio
MSIP-REM-SEk-ISEMDE-H4BH | Done |  | ISEMDE-H3BH |  |  | iSEM | KR016010 | KR016007 | 7th Quantum | ISEMD ETHERNET 300A 3CT 24VDC HOLE TYPE | 24 V AC/DC | Yes | External CT combined type |  | Change CT ratio
MSIP-REM-SEk-ISEMDE-H4BH | Done |  | ISEMDE-H4BH |  |  | iSEM | KR016010 | KR016007 | 7th Quantum | ISEMD ETHERNET 400A 3CT 24VDC HOLE TYPE | 24 V AC/DC | Yes | External CT combined type |  | Base
MSIP-REM-SEk-ISEMDE-H4BH | Done |  | ISEMDE-HHBH |  |  | iSEM | KR016010 | KR016007 | 7th Quantum | ISEMD ETHERNET 150A 3CT 24VDC HOLE TYPE | 24 V AC/DC | Yes | External CT combined type |  | Change CT ratio
MSIP-REM-SEk-ISEMDE-H4UH | Done | 102 | ISEMDE-WRUH |  |  | iSEM | KR016010 | KR016007 | 7th Quantum | ISEMD ETHERNET WR 100~240VAC HOLE | 단상 100~240 V AC | Yes | Base |  | without CT
MSIP-REM-SEk-ISEMDE-H4UH | Done |  | ISEMDE-WRUT |  |  | iSEM | KR016010 | KR016007 | 7th Quantum | ISEMD ETHERNET WR 100~240VAC TERMINAL | 단상 100~240 V AC | Yes | Terminal type |  | without CT and add the Terminal Block
MSIP-REM-SEk-ISEMDE-H4UH | Done |  | ISEMDE-H1UH |  |  | iSEM | KR016010 | KR016007 | 7th Quantum | ISEMD ETHERNET 100A 3CT 100~240VAC HOLE | 단상 100~240 V AC | Yes | External CT combined type |  | Change CT ratio
MSIP-REM-SEk-ISEMDE-H4UH | Done |  | ISEMDE-H2UH |  |  | iSEM | KR016010 | KR016007 | 7th Quantum | ISEMD ETHERNET 200A 3CT 100~240VAC HOLE | 단상 100~240 V AC | Yes | External CT combined type |  | Change CT ratio
MSIP-REM-SEk-ISEMDE-H4UH | Done |  | ISEMDE-H3UH |  |  | iSEM | KR016010 | KR016007 | 7th Quantum | ISEMD ETHERNET 300A 3CT 100~240VAC HOLE | 단상 100~240 V AC | Yes | External CT combined type |  | Change CT ratio
MSIP-REM-SEk-ISEMDE-H4UH | Done |  | ISEMDE-H4UH |  |  | iSEM | KR016010 | KR016007 | 7th Quantum | ISEMD ETHERNET 400A 3CT 100~240VAC HOLE | 단상 100~240 V AC | Yes | External CT combined type |  | Base
MSIP-REM-SEk-ISEMDE-H4UH | Done |  | ISEMDE-HHUH |  |  | iSEM | KR016010 | KR016007 | 7th Quantum | ISEMD ETHERNET 150A 3CT 100~240VAC HOLE | 단상 100~240 V AC | Yes | External CT combined type |  | Change CT ratio
MSIP-REM-SEk-ISEMD-H4UH | Done | 103 | ISEMD-WRUH |  |  | iSEM | KR016010 | KR016007 | 7th Quantum | ISEMD WR 100~240VAC HOLE | 단상 100~240 V AC | Yes | Base |  | without CT
MSIP-REM-SEk-ISEMD-H4UH | Done |  | ISEMD-WRUT |  |  | iSEM | KR016010 | KR016007 | 7th Quantum | ISEMD WR 100~240VAC TERMINAL | 단상 100~240 V AC | Yes | Terminal type |  | without CT and add the Terminal Block
MSIP-REM-SEk-ISEMD-H4UH | Done |  | ISEMD-H1UH |  |  | iSEM | KR016010 | KR016007 | 7th Quantum | ISEMD 100A 3CT 100~240VAC HOLE | 단상 100~240 V AC | Yes | External CT combined type |  | Change CT ratio
MSIP-REM-SEk-ISEMD-H4UH | Done |  | ISEMD-H2UH |  |  | iSEM | KR016010 | KR016007 | 7th Quantum | ISEMD 200A 3CT 100~240VAC HOLE | 단상 100~240 V AC | Yes | External CT combined type |  | Change CT ratio
MSIP-REM-SEk-ISEMD-H4UH | Done |  | ISEMD-H3UH |  |  | iSEM | KR016010 | KR016007 | 7th Quantum | ISEMD 300A 3CT 100~240VAC HOLE | 단상 100~240 V AC | Yes | External CT combined type |  | Change CT ratio
MSIP-REM-SEk-ISEMD-H4UH | Done |  | ISEMD-H4UH |  |  | iSEM | KR016010 | KR016007 | 7th Quantum | ISEMD 400A 3CT 100~240VAC HOLE | 단상 100~240 V AC | Yes | External CT combined type |  | Base
MSIP-REM-SEk-ISEMD-H4UH | Done |  | ISEMD-HHUH |  |  | iSEM | KR016010 | KR016007 | 7th Quantum | ISEMD 150A 3CT 100~240VAC HOLE | 단상 100~240 V AC | Yes | External CT combined type |  | Change CT ratio
MSIP-REM-SEk-ISEMME-H4BH | Done | 104 | ISEMME-WRBH |  |  | iSEM | KR016010 | KR016007 | 7th Quantum | ISEMM ETHERNET WR 24VDC HOLE TYPE | 24 V AC/DC | Yes | Base |  | without CT
MSIP-REM-SEk-ISEMME-H4BH | Done |  | ISEMME-WRBT |  |  | iSEM | KR016010 | KR016007 | 7th Quantum | ISEMM ETHERNET WR 24VDC TERMINAL | 24 V AC/DC | Yes | Terminal type |  | without CT and add the Terminal Block
MSIP-REM-SEk-ISEMME-H4BH | Done |  | ISEMME-H1BH |  |  | iSEM | KR016010 | KR016007 | 7th Quantum | ISEMM ETHERNET 100A 3CT 24VDC HOLE TYPE | 24 V AC/DC | Yes | External CT combined type |  | Change CT ratio
MSIP-REM-SEk-ISEMME-H4BH | Done |  | ISEMME-H2BH |  |  | iSEM | KR016010 | KR016007 | 7th Quantum | ISEMM ETHERNET 200A 3CT 24VDC HOLE TYPE | 24 V AC/DC | Yes | External CT combined type |  | Change CT ratio
MSIP-REM-SEk-ISEMME-H4BH | Done |  | ISEMME-H3BH |  |  | iSEM | KR016010 | KR016007 | 7th Quantum | ISEMM ETHERNET 300A 3CT 24VDC HOLE TYPE | 24 V AC/DC | Yes | External CT combined type |  | Change CT ratio
MSIP-REM-SEk-ISEMME-H4BH | Done |  | ISEMME-H4BH |  |  | iSEM | KR016010 | KR016007 | 7th Quantum | ISEMM ETHERNET 400A 3CT 24VDC HOLE TYPE | 24 V AC/DC | Yes | External CT combined type |  | Base
MSIP-REM-SEk-ISEMME-H4BH | Done |  | ISEMME-HHBH |  |  | iSEM | KR016010 | KR016007 | 7th Quantum | ISEMM ETHERNET 150A 3CT 24VDC HOLE TYPE | 24 V AC/DC | Yes | External CT combined type |  | Change CT ratio
MSIP-REM-SEk-ISEMME-H4UH | Done | 105 | ISEMME-WRUH |  |  | iSEM | KR016010 | KR016007 | 7th Quantum | ISEMM ETHERNET WR 100~240VAC HOLE | 단상 100~240 V AC | Yes | Base |  | without CT
MSIP-REM-SEk-ISEMME-H4UH | Done |  | ISEMME-WRUT |  |  | iSEM | KR016010 | KR016007 | 7th Quantum | ISEMM ETHERNET WR 100~240VAC TERMINAL | 단상 100~240 V AC | Yes | Terminal type |  | without CT and add the Terminal Block
MSIP-REM-SEk-ISEMME-H4UH | Done |  | ISEMME-H1UH |  |  | iSEM | KR016010 | KR016007 | 7th Quantum | ISEMM ETHERNET 100A 3CT 100~240VAC HOLE | 단상 100~240 V AC | Yes | External CT combined type |  | Change CT ratio
MSIP-REM-SEk-ISEMME-H4UH | Done |  | ISEMME-H2UH |  |  | iSEM | KR016010 | KR016007 | 7th Quantum | ISEMM ETHERNET 200A 3CT 100~240VAC HOLE | 단상 100~240 V AC | Yes | External CT combined type |  | Change CT ratio
MSIP-REM-SEk-ISEMME-H4UH | Done |  | ISEMME-H3UH |  |  | iSEM | KR016010 | KR016007 | 7th Quantum | ISEMM ETHERNET 300A 3CT 100~240VAC HOLE | 단상 100~240 V AC | Yes | External CT combined type |  | Change CT ratio
MSIP-REM-SEk-ISEMME-H4UH | Done |  | ISEMME-H4UH |  |  | iSEM | KR016010 | KR016007 | 7th Quantum | ISEMM ETHERNET 400A 3CT 100~240VAC HOLE | 단상 100~240 V AC | Yes | External CT combined type |  | Base
MSIP-REM-SEk-ISEMME-H4UH | Done |  | ISEMME-HHUH |  |  | iSEM | KR016010 | KR016007 | 7th Quantum | ISEMM ETHERNET 150A 3CT 100~240VAC HOLE | 단상 100~240 V AC | Yes | External CT combined type |  | Change CT ratio
MSIP-REM-SEk-ISEMM-H4UH | Done | 106 | ISEMM-WRUH |  |  | iSEM | KR016010 | KR016007 | 7th Quantum | ISEMM WR 100~240VAC HOLE | 단상 100~240 V AC | Yes | Base |  | without CT
MSIP-REM-SEk-ISEMM-H4UH | Done |  | ISEMM-WRUT |  |  | iSEM | KR016010 | KR016007 | 7th Quantum | ISEMM WR 100~240VAC TERMINAL | 단상 100~240 V AC | Yes | Terminal type |  | without CT and add the Terminal Block
MSIP-REM-SEk-ISEMM-H4UH | Done |  | ISEMM-H1UH |  |  | iSEM | KR016010 | KR016007 | 7th Quantum | ISEMM 100A 3CT 100~240VAC HOLE | 단상 100~240 V AC | Yes | External CT combined type |  | Change CT ratio
MSIP-REM-SEk-ISEMM-H4UH | Done |  | ISEMM-H2UH |  |  | iSEM | KR016010 | KR016007 | 7th Quantum | ISEMM 200A 3CT 100~240VAC HOLE | 단상 100~240 V AC | Yes | External CT combined type |  | Change CT ratio
MSIP-REM-SEk-ISEMM-H4UH | Done |  | ISEMM-H3UH |  |  | iSEM | KR016010 | KR016007 | 7th Quantum | ISEMM 300A 3CT 100~240VAC HOLE | 단상 100~240 V AC | Yes | External CT combined type |  | Change CT ratio
MSIP-REM-SEk-ISEMM-H4UH | Done |  | ISEMM-H4UH |  |  | iSEM | KR016010 | KR016007 | 7th Quantum | ISEMM 400A 3CT 100~240VAC HOLE | 단상 100~240 V AC | Yes | External CT combined type |  | Base
MSIP-REM-SEk-ISEMM-H4UH | Done |  | ISEMM-HHUH |  |  | iSEM | KR016010 | KR016007 | 7th Quantum | ISEMM 150A 3CT 100~240VAC HOLE | 단상 100~240 V AC | Yes | External CT combined type |  | Change CT ratio
MSIP-REM-SEk-ISEMZE-H4BH | Done | 107 | ISEMZE-WRBH |  |  | iSEM | KR016010 | KR016007 | 7th Quantum | ISEMZ ETHERNET WR 24VDC HOLE TYPE | 24 V AC/DC | Yes | Base |  | without CT
MSIP-REM-SEk-ISEMZE-H4BH | Done |  | ISEMZE-WRBT |  |  | iSEM | KR016010 | KR016007 | 7th Quantum | ISEMZ ETHERNET WR 24VDC TERMINAL | 24 V AC/DC | Yes | Terminal type |  | without CT and add the Terminal Block
MSIP-REM-SEk-ISEMZE-H4BH | Done |  | ISEMZE-H1BH |  |  | iSEM | KR016010 | KR016007 | 7th Quantum | ISEMZ ETHERNET 100A 3CT 24VDC HOLE TYPE | 24 V AC/DC | Yes | External CT combined type |  | Change CT ratio
MSIP-REM-SEk-ISEMZE-H4BH | Done |  | ISEMZE-H2BH |  |  | iSEM | KR016010 | KR016007 | 7th Quantum | ISEMZ ETHERNET 200A 3CT 24VDC HOLE TYPE | 24 V AC/DC | Yes | External CT combined type |  | Change CT ratio
MSIP-REM-SEk-ISEMZE-H4BH | Done |  | ISEMZE-H3BH |  |  | iSEM | KR016010 | KR016007 | 7th Quantum | ISEMZ ETHERNET 300A 3CT 24VDC HOLE TYPE | 24 V AC/DC | Yes | External CT combined type |  | Change CT ratio
MSIP-REM-SEk-ISEMZE-H4BH | Done |  | ISEMZE-H4BH |  |  | iSEM | KR016010 | KR016007 | 7th Quantum | ISEMZ ETHERNET 400A 3CT 24VDC HOLE TYPE | 24 V AC/DC | Yes | External CT combined type |  | Base
MSIP-REM-SEk-ISEMZE-H4BH | Done |  | ISEMZE-HHBH |  |  | iSEM | KR016010 | KR016007 | 7th Quantum | ISEMZ ETHERNET 150A 3CT 24VDC HOLE TYPE | 24 V AC/DC | Yes | External CT combined type |  | Change CT ratio
MSIP-REM-SEk-ISEMZE-H4UH | Done | 108 | ISEMZE-WRUH |  |  | iSEM | KR016010 | KR016007 | 7th Quantum | ISEMZ ETHERNET WR 100~240VAC HOLE | 단상 100~240 V AC | Yes | Base |  | without CT
MSIP-REM-SEk-ISEMZE-H4UH | Done |  | ISEMZE-WRUT |  |  | iSEM | KR016010 | KR016007 | 7th Quantum | ISEMZ ETHERNET WR 100~240VAC TERMINAL | 단상 100~240 V AC | Yes | Terminal type |  | without CT and add the Terminal Block
MSIP-REM-SEk-ISEMZE-H4UH | Done |  | ISEMZE-H1UH |  |  | iSEM | KR016010 | KR016007 | 7th Quantum | ISEMZ ETHERNET 100A 3CT 100~240VAC HOLE | 단상 100~240 V AC | Yes | External CT combined type |  | Change CT ratio
MSIP-REM-SEk-ISEMZE-H4UH | Done |  | ISEMZE-H2UH |  |  | iSEM | KR016010 | KR016007 | 7th Quantum | ISEMZETHERNET 200A 3CT 100~240VAC HOLE | 단상 100~240 V AC | Yes | External CT combined type |  | Change CT ratio
MSIP-REM-SEk-ISEMZE-H4UH | Done |  | ISEMZE-H3UH |  |  | iSEM | KR016010 | KR016007 | 7th Quantum | ISEMZ ETHERNET 300A 3CT 100~240VAC HOLE | 단상 100~240 V AC | Yes | External CT combined type |  | Change CT ratio
MSIP-REM-SEk-ISEMZE-H4UH | Done |  | ISEMZE-H4UH |  |  | iSEM | KR016010 | KR016007 | 7th Quantum | ISEMZ ETHERNET 400A 3CT 100~240VAC HOLE | 단상 100~240 V AC | Yes | External CT combined type |  | Base
MSIP-REM-SEk-ISEMZE-H4UH | Done |  | ISEMZE-HHUH |  |  | iSEM | KR016010 | KR016007 | 7th Quantum | ISEMZ ETHERNET 150A 3CT 100~240VAC HOLE | 단상 100~240 V AC | Yes | External CT combined type |  | Change CT ratio
MSIP-REM-SEk-ISEMZ-H4UH | Done | 109 | ISEMZ-WRUH |  |  | iSEM | KR016010 | KR016007 | 7th Quantum | ISEMZ WR 100~240VAC HOLE | 단상 100~240 V AC | Yes | Base |  | without CT
MSIP-REM-SEk-ISEMZ-H4UH | Done |  | ISEMZ-WRUT |  |  | iSEM | KR016010 | KR016007 | 7th Quantum | ISEMZ WR 100~240VAC TERMINAL | 단상 100~240 V AC | Yes | Terminal type |  | without CT and add the Terminal Block
MSIP-REM-SEk-ISEMZ-H4UH | Done |  | ISEMZ-H1UH |  |  | iSEM | KR016010 | KR016007 | 7th Quantum | ISEMZ 100A 3CT 100~240VAC HOLE | 단상 100~240 V AC | Yes | External CT combined type |  | Change CT ratio
MSIP-REM-SEk-ISEMZ-H4UH | Done |  | ISEMZ-H2UH |  |  | iSEM | KR016010 | KR016007 | 7th Quantum | ISEMZ 200A 3CT 100~240VAC HOLE | 단상 100~240 V AC | Yes | External CT combined type |  | Change CT ratio
MSIP-REM-SEk-ISEMZ-H4UH | Done |  | ISEMZ-H3UH |  |  | iSEM | KR016010 | KR016007 | 7th Quantum | ISEMZ 300A 3CT 100~240VAC HOLE | 단상 100~240 V AC | Yes | External CT combined type |  | Change CT ratio
MSIP-REM-SEk-ISEMZ-H4UH | Done |  | ISEMZ-H4UH |  |  | iSEM | KR016010 | KR016007 | 7th Quantum | ISEMZ 400A 3CT 100~240VAC HOLE | 단상 100~240 V AC | Yes | External CT combined type |  | Base
MSIP-REM-SEk-ISEMZ-H4UH | Done |  | ISEMZ-HHUH |  |  | iSEM | KR016010 | KR016007 | 7th Quantum | ISEMZ 150A 3CT 100~240VAC HOLE | 단상 100~240 V AC | Yes | External CT combined type |  | Change CT ratio
R-R-SEk-MMEB-WRUH | 181119 | 110 | MMEB-WRUH |  |  | MME | KR016006 | KR016006 | 6th Phoenix | IEOCR-MMEB WR110/220VAC HOLE | 단상 100~240 V AC/DC | Yes | Base
R-R-SEk-MMEB-WRUH | 181119 |  | MMEB-WRUT |  |  | MME | KR016006 | KR016006 | 6th Phoenix | IEOCR-MMEB WR110/220VAC | 단상 100~240 V AC/DC | Yes | Add the Terminal Block
R-R-SEk-MMED-WRUH | 181119 | 111 | MMED-WRUH |  |  | MME | KR016006 | KR016006 | 6th Phoenix | IEOCR-MMED WR100/220VAC HOLE | 단상 100~240 V AC/DC | Yes | Base
R-R-SEk-MMED-WRUH | 181119 |  | MMED-WRUT |  |  | MME | KR016006 | KR016006 | 6th Phoenix | IEOCR-MMED WR110/220VAC | 단상 100~240 V AC/DC | Yes | Add the Terminal Block
R-R-SEk-MMEZ-WRUH | 181119 | 112 | MMEZ-WRUH |  |  | MME | KR016006 | KR016006 | 6th Phoenix | IEOCR-MMEZ WR110/220VAC HOLE | 단상 100~240 V AC/DC | Yes | Base
R-R-SEk-MMEZ-WRUH | 181119 |  | MMEZ-WRUT |  |  | MME | KR016006 | KR016006 | 6th Phoenix | IEOCR-MMEZ WR110/220VAC | 단상 100~240 V AC/DC | Yes | Add the Terminal Block
MSIP-REM-SEk-PMR-220N7 | Done | 113 | PMR-220N7 |  |  | PMR | KR016005 | KR016007 | 7th Quantum | PMR 220 | 삼상 220 V AC | Yes | Base
MSIP-REM-SEk-PMR-440N7 | Done | 114 | PMR-440N7 |  |  | PMR | KR016005 | KR016007 | 7th Quantum | PMR 440 | 삼상 440 V AC | Yes | Base
MSIP-REM-SEk-SDDR-DZ7 | Done | 115 | SDDR-DZ7 |  |  | SDDR | KR016001 | KR016007 | 7th Quantum | SDDR-D 100~240 V AC 50/60HZ | 단상 100~240 V AC | Yes | Base
Remove | REMOVE | 116 | SDDR-CM7 |  |  | SDDR | KR016001 | KR016007 | 7th Quantum | SDDR-C 220/230/240VAC 50/60HZ | 단상 220~240 V AC | Yes | Base
MSIP-REM-SEk-EOCRSE2-60RS | Done | 117 | EOCRSE2-05NS |  |  | SE | KR016002 | KR016002 | 2nd SE | EOCR-SE2 05 N 24~240V Standard | 단상 24~240 V AC/DC | Yes | Base |  | Resistor change
MSIP-REM-SEk-EOCRSE2-60RS | Done |  | EOCRSE2-05RS |  |  | SE | KR016002 | KR016002 | 2nd SE | EOCR-SE2 05 R 24~240V Standard | 단상 24~240 V AC/DC |  | Resistor change |  | Resistor change
MSIP-REM-SEk-EOCRSE2-60RS | Done |  | EOCRSE2-30NS |  |  | SE | KR016002 | KR016002 | 2nd SE | EOCR-SE2 30 N 24~240V Standard | 단상 24~240 V AC/DC |  | Resistor change |  | Resistor change
MSIP-REM-SEk-EOCRSE2-60RS | Done |  | EOCRSE2-30RS |  |  | SE | KR016002 | KR016002 | 2nd SE | EOCR-SE2 30 R 24~240V Standard | 단상 24~240 V AC/DC |  | Resistor change |  | Resistor change
MSIP-REM-SEk-EOCRSE2-60RS | Done |  | EOCRSE2-60NS |  |  | SE | KR016002 | KR016002 | 2nd SE | EOCR-SE2 60 N 24~240V Standard | 단상 24~240 V AC/DC |  | Resistor change |  | Resistor change
MSIP-REM-SEk-EOCRSE2-60RS | Done |  | EOCRSE2-60RS |  |  | SE | KR016002 | KR016002 | 2nd SE | EOCR-SE2 60 R 24~240V Standard | 단상 24~240 V AC/DC |  | Resistor change |  | Base
MSIP-REM-SEk-EOCRDS3-H3S | Done | 118 | EOCRDS3-05S |  |  | DS | KR016002 | KR016002 | 2nd SE | EOCR-DS3 05 24~240V Standard | 단상 24~240 V AC/DC | Yes | Base |  | without CT
MSIP-REM-SEk-EOCRDS3-H3S | Done |  | EOCRDS1-05S |  |  | DS | KR016002 | KR016002 | 2nd SE | EOCR-DS1 05 24~240V Standard | 단상 24~240 V AC/DC |  | FW change |  | without CT and FW change
MSIP-REM-SEk-EOCRDS3-H3S | Done |  | EOCRDS3T-05S |  |  | DS | KR016002 | KR016002 | 2nd SE | EOCR-DS3T 05 24~240V Standard | 단상 24~240 V AC/DC |  | Terminal type |  | without CT and add the Terminal Block
MSIP-REM-SEk-EOCRDS3-H3S | Done |  | EOCRDS1T-05S |  |  | DS | KR016002 | KR016002 | 2nd SE | EOCR-DS1T 05 24~240V Standard | 단상 24~240 V AC/DC |  | FW change and Terninal type |  | without CT and FW change and add the Terminal Block
MSIP-REM-SEk-EOCRDS3-H3S | Done |  | EOCRDS1-HHS |  |  | DS | KR016002 | KR016002 | 2nd SE | EOCR-DS1 150 3CT 24~240V Standard | 단상 24~240 V AC/DC |  | FW change and External CT combined type |  | Change CT ratio
MSIP-REM-SEk-EOCRDS3-H3S | Done |  | EOCRDS3-H1S |  |  | DS | KR016002 | KR016002 | 2nd SE | EOCR-DS3 100 3CT 24~240V Standard | 단상 24~240 V AC/DC |  | External CT combined type |  | Change CT ratio
MSIP-REM-SEk-EOCRDS3-H3S | Done |  | EOCRDS3-H2S |  |  | DS | KR016002 | KR016002 | 2nd SE | EOCR-DS3 200 3CT 24~240V Standard | 단상 24~240 V AC/DC |  | External CT combined type |  | Change CT ratio
MSIP-REM-SEk-EOCRDS3-H3S | Done |  | EOCRDS3-H3S |  |  | DS | KR016002 | KR016002 | 2nd SE | EOCR-DS3 300 3CT 24~240V Standard | 단상 24~240 V AC/DC |  | External CT combined type |  | Base
MSIP-REM-SEk-EOCRDS3-H3S | Done |  | EOCRDS3-HHS |  |  | DS | KR016002 | KR016002 | 2nd SE | EOCR-DS3 150 3CT 24~240V Standard | 단상 24~240 V AC/DC |  | External CT combined type |  | Change CT ratio
MSIP-REM-SEk-EOCRDS3-H3S | Done |  | EOCRDS3-30S |  |  | DS | KR016002 | KR016002 | 2nd SE | EOCR-DS3 30 24~240V Standard | 단상 24~240 V AC/DC |  | Resistor change |  | without CT and Resistor change
MSIP-REM-SEk-EOCRDS3-H3S | Done |  | EOCRDS3T-30S |  |  | DS | KR016002 | KR016002 | 2nd SE | EOCR-DS3T 30 24~240V Standard | 단상 24~240 V AC/DC |  | Resistor change and Terminal type |  | without CT and Resistor change and add the Terminal Block
MSIP-REM-SEk-EOCRDS3-H3S | Done |  | EOCRDS1-30S |  |  | DS | KR016002 | KR016002 | 2nd SE | EOCR-DS1 30 24~240V Standard | 단상 24~240 V AC/DC |  | Resistor change and FW change |  | without CT and FW change and Resistor change
MSIP-REM-SEk-EOCRDS3-H3S | Done |  | EOCRDS1T-30S |  |  | DS | KR016002 | KR016002 | 2nd SE | EOCR-DS1T 30 24~240V Standard | 단상 24~240 V AC/DC |  | Resistor change and FW change and Terminal type |  | without CT and FW change and Resistor change and add the Terminal Block
MSIP-REM-SEk-EOCRDS3-H3S | Done |  | EOCRDS3-60S |  |  | DS | KR016002 | KR016002 | 2nd SE | EOCR-DS3 60 24~240V Standard | 단상 24~240 V AC/DC |  | Resistor change |  | without CT and Resistor change
MSIP-REM-SEk-EOCRDS3-H3S | Done |  | EOCRDS3T-60S |  |  | DS | KR016002 | KR016002 | 2nd SE | EOCR-DS3T 60 24~240V Standard | 단상 24~240 V AC/DC |  | Resistor change and Terminal type |  | without CT and Resistor change and add the Terminal Block
MSIP-REM-SEk-EOCRDS3-H3W | Done | 119 | EOCRDS3-05W |  |  | DS | KR016002 | KR016002 | 2nd SE | EOCR-DS3 05 380~440V Wide | 단상 380~440 V AC | Yes | Base |  | without CT
MSIP-REM-SEk-EOCRDS3-H3W | Done |  | EOCRDS1-05W |  |  | DS | KR016002 | KR016002 | 2nd SE | EOCR-DS1 05 380~440V Wide | 단상 380~440 V AC |  | FW change |  | without CT and FW change
MSIP-REM-SEk-EOCRDS3-H3W | Done |  | EOCRDS3T-05W |  |  | DS | KR016002 | KR016002 | 2nd SE | EOCR-DS3T 05 380~440V Wide | 단상 380~440 V AC |  | Terminal type |  | without CT and add the Terminal Block
MSIP-REM-SEk-EOCRDS3-H3W | Done |  | EOCRDS1T-05W |  |  | DS | KR016002 | KR016002 | 2nd SE | EOCR-DS1T 05 380~440V Wide | 단상 380~440 V AC |  | FW change and Terninal type |  | without CT and FW change and add the Terminal Block
MSIP-REM-SEk-EOCRDS3-H3W | Done |  | EOCRDS3-30W |  |  | DS | KR016002 | KR016002 | 2nd SE | EOCR-DS3 30 380~440V Wide | 단상 380~440 V AC |  | Resistor change |  | without CT and Resistor change
MSIP-REM-SEk-EOCRDS3-H3W | Done |  | EOCRDS1-30W |  |  | DS | KR016002 | KR016002 | 2nd SE | EOCR-DS1 30 380~440V Wide | 단상 380~440 V AC |  | Resistor change and FW change |  | without CT and FW change and Resistor change
MSIP-REM-SEk-EOCRDS3-H3W | Done |  | EOCRDS3T-30W |  |  | DS | KR016002 | KR016002 | 2nd SE | EOCR-DS3T 30 380~440V Wide | 단상 380~440 V AC |  | Resistor change and Terminal type |  | without CT and Resistor change and add the Terminal Block
MSIP-REM-SEk-EOCRDS3-H3W | Done |  | EOCRDS1T-30W |  |  | DS | KR016002 | KR016002 | 2nd SE | EOCR-DS1T 30 380~440V Wide | 단상 380~440 V AC |  | Resistor change and FW change and Terminal type |  | without CT and FW change and Resistor change and add the Terminal Block
MSIP-REM-SEk-EOCRDS3-H3W | Done |  | EOCRDS3-60W |  |  | DS | KR016002 | KR016002 | 2nd SE | EOCR-DS3 60 380~440V Wide | 단상 380~440 V AC |  | Resistor change |  | Base
MSIP-REM-SEk-EOCRDS3-H3W | Done |  | EOCRDS3T-60W |  |  | DS | KR016002 | KR016002 | 2nd SE | EOCR-DS3T 60 380~440V Wide | 단상 380~440 V AC |  | Resistor change and Terminal type |  | add the Terminal Block
Remove | REMOVE | 110 | ISEMZT-WRUH |  |  | iSEM | KR016010 | KR016007 | 7th Quantum | ISEMZ WR 100~240VAC HOLE SENSOR | 단상 100~240 V AC | Yes | Base
Remove | REMOVE |  | ISEMZT-WRUT |  |  | iSEM | KR016010 | KR016007 | 7th Quantum | ISEMZ WR 100~240VAC TERMINAL SENSOR | 단상 100~240 V AC | Yes | Terminal type
Remove | REMOVE |  | ISEMZT-H1UH |  |  | iSEM | KR016010 | KR016007 | 7th Quantum | ISEMZ 100A 3CT 100~240VAC HOLE SENSOR | 단상 100~240 V AC | Yes | External CT combined type
Remove | REMOVE |  | ISEMZT-H2UH |  |  | iSEM | KR016010 | KR016007 | 7th Quantum | ISEMZ 200A 3CT 100~240VAC HOLE SENSOR | 단상 100~240 V AC | Yes | External CT combined type
Remove | REMOVE |  | ISEMZT-H3UH |  |  | iSEM | KR016010 | KR016007 | 7th Quantum | ISEMZ 300A 3CT 100~240VAC HOLE SENSOR | 단상 100~240 V AC | Yes | External CT combined type
Remove | REMOVE |  | ISEMZT-H4UH |  |  | iSEM | KR016010 | KR016007 | 7th Quantum | ISEMZ 400A 3CT 100~240VAC HOLE SENSOR | 단상 100~240 V AC | Yes | External CT combined type
Remove | REMOVE |  | ISEMZT-HHUH |  |  | iSEM | KR016010 | KR016007 | 7th Quantum | ISEMZ 150A 3CT 100~240VAC HOLE SENSOR | 단상 100~240 V AC | Yes | External CT combined type
MSIP-REM-SEk-ISEMMT-H4UH | Done | 111 | ISEMMT-WRUH |  |  | iSEM | KR016010 | KR016007 | 7th Quantum | ISEMZ WR 100~240VAC HOLE SENSOR | 단상 100~240 V AC | Yes | Base |  | without CT
MSIP-REM-SEk-ISEMMT-H4UH | Done |  | ISEMMT-WRUT |  |  | iSEM | KR016010 | KR016007 | 7th Quantum | ISEMZ WR 100~240VAC TERMINAL SENSOR | 단상 100~240 V AC | Yes | Terminal type |  | without CT and add the Terminal Block
MSIP-REM-SEk-ISEMMT-H4UH | Done |  | ISEMMT-H1UH |  |  | iSEM | KR016010 | KR016007 | 7th Quantum | ISEMZ 100A 3CT 100~240VAC HOLE SENSOR | 단상 100~240 V AC | Yes | External CT combined type |  | Change CT ratio
MSIP-REM-SEk-ISEMMT-H4UH | Done |  | ISEMMT-H2UH |  |  | iSEM | KR016010 | KR016007 | 7th Quantum | ISEMZ 200A 3CT 100~240VAC HOLE SENSOR | 단상 100~240 V AC | Yes | External CT combined type |  | Change CT ratio
MSIP-REM-SEk-ISEMMT-H4UH | Done |  | ISEMMT-H3UH |  |  | iSEM | KR016010 | KR016007 | 7th Quantum | ISEMZ 300A 3CT 100~240VAC HOLE SENSOR | 단상 100~240 V AC | Yes | External CT combined type |  | Change CT ratio
MSIP-REM-SEk-ISEMMT-H4UH | Done |  | ISEMMT-H4UH |  |  | iSEM | KR016010 | KR016007 | 7th Quantum | ISEMZ 400A 3CT 100~240VAC HOLE SENSOR | 단상 100~240 V AC | Yes | External CT combined type |  | Base
MSIP-REM-SEk-ISEMMT-H4UH | Done |  | ISEMMT-HHUH |  |  | iSEM | KR016010 | KR016007 | 7th Quantum | ISEMZ 150A 3CT 100~240VAC HOLE SENSOR | 단상 100~240 V AC | Yes | External CT combined type |  | Change CT ratio
MSIP-REM-SEk-ISEMMT-H4BH | Done | 112 | ISEMMT-WRBH |  |  | iSEM | KR016010 | KR016007 | 7th Quantum | ISEMZ WR 24VAC/DC HOLE SENSOR | 24 V AC/DC | Yes | Base |  | without CT
MSIP-REM-SEk-ISEMMT-H4BH | Done |  | ISEMMT-WRBT |  |  | iSEM | KR016010 | KR016007 | 7th Quantum | ISEMZ WR 24VAC/DC TERMINAL SENSOR | 24 V AC/DC | Yes | Terminal type |  | without CT and add the Terminal Block
MSIP-REM-SEk-ISEMMT-H4BH | Done |  | ISEMMT-H1BH |  |  | iSEM | KR016010 | KR016007 | 7th Quantum | ISEMZ 100A 3CT 24VAC/DC HOLE SENSOR | 24 V AC/DC | Yes | External CT combined type |  | Change CT ratio
MSIP-REM-SEk-ISEMMT-H4BH | Done |  | ISEMMT-H2BH |  |  | iSEM | KR016010 | KR016007 | 7th Quantum | ISEMZ 200A 3CT 24VAC/DC HOLE SENSOR | 24 V AC/DC | Yes | External CT combined type |  | Change CT ratio
MSIP-REM-SEk-ISEMMT-H4BH | Done |  | ISEMMT-H3BH |  |  | iSEM | KR016010 | KR016007 | 7th Quantum | ISEMZ 300A 3CT 24VAC/DC HOLE SENSOR | 24 V AC/DC | Yes | External CT combined type |  | Change CT ratio
MSIP-REM-SEk-ISEMMT-H4BH | Done |  | ISEMMT-H4BH |  |  | iSEM | KR016010 | KR016007 | 7th Quantum | ISEMZ 400A 3CT 24VAC/DC HOLE SENSOR | 24 V AC/DC | Yes | External CT combined type |  | Base
MSIP-REM-SEk-ISEMMT-H4BH | Done |  | ISEMMT-HHBH |  |  | iSEM | KR016010 | KR016007 | 7th Quantum | ISEMZ 150A 3CT 24VAC/DC HOLE SENSOR | 24 V AC/DC | Yes | External CT combined type |  | Change CT ratio
MSIP-REM-SEk-ISEMD-H4BH | Done | 113-1 | ISEMD-WRBH |  |  | iSEM | KR016010 | KR016007 | 7th Quantum | ISEMD WR 24VAC/DC HOLE | 24 V AC/DC | Yes | Base |  | without CT
MSIP-REM-SEk-ISEMD-H4BH | Done |  | ISEMD-WRBT |  |  | iSEM | KR016010 | KR016007 | 7th Quantum | ISEMD WR 24VAC/DC TERMINAL | 24 V AC/DC | Yes | Terminal type |  | without CT and add the Terminal Block
MSIP-REM-SEk-ISEMD-H4BH | Done |  | ISEMD-H1BH |  |  | iSEM | KR016010 | KR016007 | 7th Quantum | ISEMD 100A 3CT 24VAC/DC HOLE | 24 V AC/DC | Yes | External CT combined type |  | Change CT ratio
MSIP-REM-SEk-ISEMD-H4BH | Done |  | ISEMD-H2BH |  |  | iSEM | KR016010 | KR016007 | 7th Quantum | ISEMD 200A 3CT 24VAC/DC HOLE | 24 V AC/DC | Yes | External CT combined type |  | Change CT ratio
MSIP-REM-SEk-ISEMD-H4BH | Done |  | ISEMD-H3BH |  |  | iSEM | KR016010 | KR016007 | 7th Quantum | ISEMD 300A 3CT 24VAC/DC HOLE | 24 V AC/DC | Yes | External CT combined type |  | Change CT ratio
MSIP-REM-SEk-ISEMD-H4BH | Done |  | ISEMD-H4BH |  |  | iSEM | KR016010 | KR016007 | 7th Quantum | ISEMD 400A 3CT 24VAC/DC HOLE | 24 V AC/DC | Yes | External CT combined type |  | Base
MSIP-REM-SEk-ISEMD-H4BH | Done |  | ISEMD-HHBH |  |  | iSEM | KR016010 | KR016007 | 7th Quantum | ISEMD 150A 3CT 24VAC/DC HOLE | 24 V AC/DC | Yes | External CT combined type |  | Change CT ratio
MSIP-REM-SEk-ISEMMET-H4BH | Done | 114-1 | ISEMMET-WRBH |  |  | iSEM | KR016010 | KR016007 | 7th Quantum | ISEMME ETHERNET WR 24VDC HOLE TYPE | 24 V AC/DC | Yes | Base |  | without CT
MSIP-REM-SEk-ISEMMET-H4BH | Done |  | ISEMMET-WRBT |  |  | iSEM | KR016010 | KR016007 | 7th Quantum | ISEMME ETHERNET WR 24VDC TERMINAL | 24 V AC/DC | Yes | Terminal type |  | without CT and add the Terminal Block
MSIP-REM-SEk-ISEMMET-H4BH | Done |  | ISEMMET-H1BH |  |  | iSEM | KR016010 | KR016007 | 7th Quantum | ISEMME ETHERNET 100A 3CT 24VDC HOLE TYPE | 24 V AC/DC | Yes | External CT combined type |  | Change CT ratio
MSIP-REM-SEk-ISEMMET-H4BH | Done |  | ISEMMET-H2BH |  |  | iSEM | KR016010 | KR016007 | 7th Quantum | ISEMME ETHERNET 200A 3CT 24VDC HOLE TYPE | 24 V AC/DC | Yes | External CT combined type |  | Change CT ratio
MSIP-REM-SEk-ISEMMET-H4BH | Done |  | ISEMMET-H3BH |  |  | iSEM | KR016010 | KR016007 | 7th Quantum | ISEMME ETHERNET 300A 3CT 24VDC HOLE TYPE | 24 V AC/DC | Yes | External CT combined type |  | Change CT ratio
MSIP-REM-SEk-ISEMMET-H4BH | Done |  | ISEMMET-H4BH |  |  | iSEM | KR016010 | KR016007 | 7th Quantum | ISEMME ETHERNET 400A 3CT 24VDC HOLE TYPE | 24 V AC/DC | Yes | External CT combined type |  | Base
MSIP-REM-SEk-ISEMMET-H4BH | Done |  | ISEMMET-HHBH |  |  | iSEM | KR016010 | KR016007 | 7th Quantum | ISEMME ETHERNET 150A 3CT 24VDC HOLE TYPE | 24 V AC/DC | Yes | External CT combined type |  | Change CT ratio
MSIP-REM-SEk-ISEMMET-H4UH | Done | 115-1 | ISEMMET-WRUH |  |  | iSEM | KR016010 | KR016007 | 7th Quantum | ISEMME ETHERNET WR 100~240VAC HOLE | 단상 100~240 V AC | Yes | Base |  | without CT
MSIP-REM-SEk-ISEMMET-H4UH | Done |  | ISEMMET-WRUT |  |  | iSEM | KR016010 | KR016007 | 7th Quantum | ISEMME ETHERNET WR 100~240VAC TERMINAL | 단상 100~240 V AC | Yes | Terminal type |  | without CT and add the Terminal Block
MSIP-REM-SEk-ISEMMET-H4UH | Done |  | ISEMMET-H1UH |  |  | iSEM | KR016010 | KR016007 | 7th Quantum | ISEMME ETHERNET 100A 3CT 100~240VAC HOLE | 단상 100~240 V AC | Yes | External CT combined type |  | Change CT ratio
MSIP-REM-SEk-ISEMMET-H4UH | Done |  | ISEMMET-H2UH |  |  | iSEM | KR016010 | KR016007 | 7th Quantum | ISEMME ETHERNET 200A 3CT 100~240VAC HOLE | 단상 100~240 V AC | Yes | External CT combined type |  | Change CT ratio
MSIP-REM-SEk-ISEMMET-H4UH | Done |  | ISEMMET-H3UH |  |  | iSEM | KR016010 | KR016007 | 7th Quantum | ISEMME ETHERNET 300A 3CT 100~240VAC HOLE | 단상 100~240 V AC | Yes | External CT combined type |  | Change CT ratio
MSIP-REM-SEk-ISEMMET-H4UH | Done |  | ISEMMET-H4UH |  |  | iSEM | KR016010 | KR016007 | 7th Quantum | ISEMME ETHERNET 400A 3CT 100~240VAC HOLE | 단상 100~240 V AC | Yes | External CT combined type |  | Base
MSIP-REM-SEk-ISEMMET-H4UH | Done |  | ISEMMET-HHUH |  |  | iSEM | KR016010 | KR016007 | 7th Quantum | ISEMME ETHERNET 150A 3CT 100~240VAC HOLE | 단상 100~240 V AC | Yes | External CT combined type |  | Change CT ratio
MSIP-REM-SEk-ISEMM-H4BH | Done | 116 | ISEMM-WRBH |  |  | iSEM | KR016010 | KR016007 | 7th Quantum | ISEMM WR 24VAC/DC HOLE | 24 V AC/DC | Yes | Base |  | without CT
MSIP-REM-SEk-ISEMM-H4BH | Done |  | ISEMM-WRBT |  |  | iSEM | KR016010 | KR016007 | 7th Quantum | ISEMM WR 24VAC/DC TERMINAL | 24 V AC/DC | Yes | Terminal type |  | without CT and add the Terminal Block
MSIP-REM-SEk-ISEMM-H4BH | Done |  | ISEMM-H1BH |  |  | iSEM | KR016010 | KR016007 | 7th Quantum | ISEMM 100A 3CT 24VAC/DC HOLE | 24 V AC/DC | Yes | External CT combined type |  | Change CT ratio
MSIP-REM-SEk-ISEMM-H4BH | Done |  | ISEMM-H2BH |  |  | iSEM | KR016010 | KR016007 | 7th Quantum | ISEMM 200A 3CT 24VAC/DC HOLE | 24 V AC/DC | Yes | External CT combined type |  | Change CT ratio
MSIP-REM-SEk-ISEMM-H4BH | Done |  | ISEMM-H3BH |  |  | iSEM | KR016010 | KR016007 | 7th Quantum | ISEMM 300A 3CT 24VAC/DC HOLE | 24 V AC/DC | Yes | External CT combined type |  | Change CT ratio
MSIP-REM-SEk-ISEMM-H4BH | Done |  | ISEMM-H4BH |  |  | iSEM | KR016010 | KR016007 | 7th Quantum | ISEMM 400A 3CT 24VAC/DC HOLE | 24 V AC/DC | Yes | External CT combined type |  | Base
MSIP-REM-SEk-ISEMM-H4BH | Done |  | ISEMM-HHBH |  |  | iSEM | KR016010 | KR016007 | 7th Quantum | ISEMM 150A 3CT 24VAC/DC HOLE | 24 V AC/DC | Yes | External CT combined type |  | Change CT ratio
MSIP-REM-SEk-ISEMZET-H4BH | Done | 117-1 | ISEMZET-WRBH |  | 7 | iSEM | KR016010 | KR016007 | 7th Quantum | ISEMZ ETHERNET WR 24VDC HOLE SENSOR | 24 V AC/DC | Yes | without CT |  | 해당모델임
MSIP-REM-SEk-ISEMZET-H4BH | 180731 |  | UYEGZE-WRBH |  | 8 | iSEM | KR016010 | KR016007 | 7th Quantum | ISEMZ ETHERNET WR 24VDC HOLE SENSOR | 24 V AC/DC |  | 바이어 모델명 추가 | MSIP-REM-SEK-ISEMZET-H4BH | 바이어 모델명 추가
MSIP-REM-SEk-ISEMZET-H4BH | Done |  | ISEMZET-WRBT |  | 6 | iSEM | KR016010 | KR016007 | 7th Quantum | ISEMZ ETHERNET WR 24VDC TERMINAL SENSOR | 24 V AC/DC | Yes | without CT and add the Terminal Block
MSIP-REM-SEk-ISEMZET-H4BH | Done |  | ISEMZET-H1BH |  | 5 | iSEM | KR016010 | KR016007 | 7th Quantum | ISEMZ ETHERNET 100A 3CT 24VDC HOLE SENSOR | 24 V AC/DC | Yes | Change CT ratio
MSIP-REM-SEk-ISEMZET-H4BH | Done |  | ISEMZET-H2BH |  | 4 | iSEM | KR016010 | KR016007 | 7th Quantum | ISEMZ ETHERNET 200A 3CT 24VDC HOLE SENSOR | 24 V AC/DC | Yes | Change CT ratio
MSIP-REM-SEk-ISEMZET-H4BH | Done |  | ISEMZET-H3BH |  | 3 | iSEM | KR016010 | KR016007 | 7th Quantum | ISEMZ ETHERNET 300A 3CT 24VDC HOLE SENSOR | 24 V AC/DC | Yes | Change CT ratio
MSIP-REM-SEk-ISEMZET-H4BH | Done |  | ISEMZET-H4BH |  | 1 | iSEM | KR016010 | KR016007 | 7th Quantum | ISEMZ ETHERNET 400A 3CT 24VDC HOLE SENSOR | 24 V AC/DC | Yes | Base |  | Base
MSIP-REM-SEk-ISEMZET-H4BH | Done |  | ISEMZET-HHBH |  | 2 | iSEM | KR016010 | KR016007 | 7th Quantum | ISEMZ ETHERNET 150A 3CT 24VDC HOLE SENSOR | 24 V AC/DC | Yes | Change CT ratio
MSIP-REM-SEk-ISEMZET-H4UH | Done | 118-1 | ISEMZET-WRUH |  | 7 | iSEM | KR016010 | KR016007 | 7th Quantum | ISEMZ ETHERNET WR 100~240VAC HOLE SENSOR | 단상 100~240 V AC | Yes | without CT |  | 해당 모델임
MSIP-REM-SEk-ISEMZET-H4UH | 180731 |  | UYEGZE-WRUH |  | 8 | iSEM | KR016010 | KR016007 | 7th Quantum | ISEMZ ETHERNET WR 100~240VAC HOLE SENSOR | 단상 100~240 V AC |  | 바이어 모델명 추가 | MSIP-REM-SEK-ISEMZET-H4BH | 바이어 모델명 추가
MSIP-REM-SEk-ISEMZET-H4UH | Done |  | ISEMZET-WRUT |  | 6 | iSEM | KR016010 | KR016007 | 7th Quantum | ISEMZ ETHERNET WR 100~240VAC TERMINAL SENSOR | 단상 100~240 V AC | Yes | without CT and add the Terminal Block
MSIP-REM-SEk-ISEMZET-H4UH | Done |  | ISEMZET-H1UH |  | 5 | iSEM | KR016010 | KR016007 | 7th Quantum | ISEMZ ETHERNET 100A 3CT 100~240VAC HOLE SENSOR | 단상 100~240 V AC | Yes | Change CT ratio
MSIP-REM-SEk-ISEMZET-H4UH | Done |  | ISEMZET-H2UH |  | 4 | iSEM | KR016010 | KR016007 | 7th Quantum | ISEMZETHERNET 200A 3CT 100~240VAC HOLE SENSOR | 단상 100~240 V AC | Yes | Change CT ratio
MSIP-REM-SEk-ISEMZET-H4UH | Done |  | ISEMZET-H3UH |  | 3 | iSEM | KR016010 | KR016007 | 7th Quantum | ISEMZ ETHERNET 300A 3CT 100~240VAC HOLE SENSOR | 단상 100~240 V AC | Yes | Change CT ratio
MSIP-REM-SEk-ISEMZET-H4UH | Done |  | ISEMZET-H4UH |  | 1 | iSEM | KR016010 | KR016007 | 7th Quantum | ISEMZ ETHERNET 400A 3CT 100~240VAC HOLE SENSOR | 단상 100~240 V AC | Yes | Base |  | Base
MSIP-REM-SEk-ISEMZET-H4UH | Done |  | ISEMZET-HHUH |  | 2 | iSEM | KR016010 | KR016007 | 7th Quantum | ISEMZ ETHERNET 150A 3CT 100~240VAC HOLE SENSOR | 단상 100~240 V AC | Yes | Change CT ratio
R-R-SEk-EOCRSP01NB | 181119 | 119 | EOCRSP01NB |  |  | SP | KR016001 | KR016001 | 3rd LR/LT/SSD/SP | EOCRSP 01 N 24 VAC/DC | 24 V AC/DC | Yes | Base (보호범위 0.1~1.2A, 내부 릴레이 컨트롤 신호(유))
R-R-SEk-EOCRSP01NB | 181119 |  | EOCRSP01RB |  |  | SP | KR016001 | KR016001 | 3rd LR/LT/SSD/SP | EOCRSP 01 R 24 VAC/DC | 24 V AC/DC | Yes | FW 변경에 따른 내부 릴레이 컨트롤 신호(무) 차이
R-R-SEk-EOCRSP01NB | 181119 |  | EOCRSP10NB |  |  | SP | KR016001 | KR016001 | 3rd LR/LT/SSD/SP | EOCRSP 10 N 24 VAC/DC | 24 V AC/DC | Yes | FW 변경에 따른 보호범위 설정값(1~12A) 차이.
R-R-SEk-EOCRSP01NB | 181119 |  | EOCRSP10RB |  |  | SP | KR016001 | KR016001 | 3rd LR/LT/SSD/SP | EOCRSP 10 R 24 VAC/DC | 24 V AC/DC | Yes | FW 변경에 따른 보호범위 설정값(1~12A) 및 내부 릴레이 컨트롤 신호(무) 차이
R-R-SEk-EOCRSP01NB | 181119 |  | EOCRSP20NB |  |  | SP | KR016001 | KR016001 | 3rd LR/LT/SSD/SP | EOCRSP 20 N 24 VAC/DC | 24 V AC/DC | Yes | FW 변경에 따른 보호범위 설정값(2~25A) 차이.
R-R-SEk-EOCRSP01NB | 181119 |  | EOCRSP20RB |  |  | SP | KR016001 | KR016001 | 3rd LR/LT/SSD/SP | EOCRSP 20 R 24 VAC/DC | 24 V AC/DC | Yes | FW 변경에 따른 보호범위 설정값(2~25A) 및 내부 릴레이 컨트롤 신호(무) 차이
R-R-SEk-EOCRSP01NB | 181119 |  | EOCRSP40NB |  |  | SP | KR016001 | KR016001 | 3rd LR/LT/SSD/SP | EOCRSP 40 N 24 VAC/DC | 24 V AC/DC | Yes | FW 변경에 따른 보호범위 설정값(8~40A) 차이.
R-R-SEk-EOCRSP01NB | 181119 |  | EOCRSP40RB |  |  | SP | KR016001 | KR016001 | 3rd LR/LT/SSD/SP | EOCRSP 40 R 24 VAC/DC | 24 V AC/DC | Yes | FW 변경에 따른 보호범위 설정값(8~40A) 및 내부 릴레이 컨트롤 신호(무) 차이
R-R-SEk-EOCRSP01NB | not yet | 119의 파생모델 |  | EOCRSP01NBZ | [7 empty] | Yes | EOCRSP01NB 의 단순파생모델
R-R-SEk-EOCRSP01NB | not yet |  |  | EOCRSP01RBZ | [7 empty] | Yes | EOCRSP01RB 의 단순파생모델
R-R-SEk-EOCRSP01NB | not yet |  |  | EOCRSP10NBZ | [7 empty] | Yes | EOCRSP10NB 의 단순파생모델
R-R-SEk-EOCRSP01NB | not yet |  |  | EOCRSP10RBZ | [7 empty] | Yes | EOCRSP10RB 의 단순파생모델
R-R-SEk-EOCRSP01NB | not yet |  |  | EOCRSP20NBZ | [7 empty] | Yes | EOCRSP20NB 의 단순파생모델
R-R-SEk-EOCRSP01NB | not yet |  |  | EOCRSP20RBZ | [7 empty] | Yes | EOCRSP20RB 의 단순파생모델
R-R-SEk-EOCRSP01NB | not yet |  |  | EOCRSP40NBZ | [7 empty] | Yes | EOCRSP40NB 의 단순파생모델
R-R-SEk-EOCRSP01NB | not yet |  |  | EOCRSP40RBZ | [7 empty] | Yes | EOCRSP40RB 의 단순파생모델
R-R-SEk-EOCRSP01NF | 181119 | 120 | EOCRSP01NF |  |  | SP | KR016001 | KR016001 | 3rd LR/LT/SSD/SP | EOCRSP 01 N 100~120 VAC | 단상 100~120 VAC | Yes | Base (보호범위 0.1~1.2A, 내부 릴레이 컨트롤 신호(유))
R-R-SEk-EOCRSP01NF | 181119 |  | EOCRSP01RF |  |  | SP | KR016001 | KR016001 | 3rd LR/LT/SSD/SP | EOCRSP 01 R 100~120 VAC | 100~120 VAC | Yes | FW 변경에 따른 내부 릴레이 컨트롤 신호(무) 차이
R-R-SEk-EOCRSP01NF | 181119 |  | EOCRSP10NF |  |  | SP | KR016001 | KR016001 | 3rd LR/LT/SSD/SP | EOCRSP 10 N 100~120 VAC | 100~120 VAC | Yes | FW 변경에 따른 보호범위 설정값(1~12A) 차이.
R-R-SEk-EOCRSP01NF | 181119 |  | EOCRSP10RF |  |  | SP | KR016001 | KR016001 | 3rd LR/LT/SSD/SP | EOCRSP 10 R 100~120 VAC | 100~120 VAC | Yes | FW 변경에 따른 보호범위 설정값(1~12A) 및 내부 릴레이 컨트롤 신호(무) 차이
R-R-SEk-EOCRSP01NF | 181119 |  | EOCRSP20NF |  |  | SP | KR016001 | KR016001 | 3rd LR/LT/SSD/SP | EOCRSP 20 N 100~120 VAC | 100~120 VAC | Yes | FW 변경에 따른 보호범위 설정값(2~25A) 차이.
R-R-SEk-EOCRSP01NF | 181119 |  | EOCRSP20RF |  |  | SP | KR016001 | KR016001 | 3rd LR/LT/SSD/SP | EOCRSP 20 R 100~120 VAC | 100~120 VAC | Yes | FW 변경에 따른 보호범위 설정값(2~25A) 및 내부 릴레이 컨트롤 신호(무) 차이
R-R-SEk-EOCRSP01NF | 181119 |  | EOCRSP40NF |  |  | SP | KR016001 | KR016001 | 3rd LR/LT/SSD/SP | EOCRSP 40 N 100~120 VAC | 100~120 VAC | Yes | FW 변경에 따른 보호범위 설정값(8~40A) 차이.
R-R-SEk-EOCRSP01NF | 181119 |  | EOCRSP40RF |  |  | SP | KR016001 | KR016001 | 3rd LR/LT/SSD/SP | EOCRSP 40 R 100~120 VAC | 100~120 VAC | Yes | FW 변경에 따른 보호범위 설정값(8~40A) 및 내부 릴레이 컨트롤 신호(무) 차이
R-R-SEk-EOCRSP01NF | not yet | 120의 파생모델 |  | EOCRSP01NFZ | [7 empty] | Yes | EOCRSP01NF의 단순파생모델
R-R-SEk-EOCRSP01NF | not yet |  |  | EOCRSP01RFZ | [7 empty] | Yes | EOCRSP01RF의 단순파생모델
R-R-SEk-EOCRSP01NF | not yet |  |  | EOCRSP10NFZ | [7 empty] | Yes | EOCRSP10NF의 단순파생모델
R-R-SEk-EOCRSP01NF | not yet |  |  | EOCRSP10RFZ | [7 empty] | Yes | EOCRSP10RF의 단순파생모델
R-R-SEk-EOCRSP01NF | not yet |  |  | EOCRSP20NFZ | [7 empty] | Yes | EOCRSP20NF의 단순파생모델
R-R-SEk-EOCRSP01NF | not yet |  |  | EOCRSP20RFZ | [7 empty] | Yes | EOCRSP20RF의 단순파생모델
R-R-SEk-EOCRSP01NF | not yet |  |  | EOCRSP40NFZ | [7 empty] | Yes | EOCRSP40NF의 단순파생모델
R-R-SEk-EOCRSP01NF | not yet |  |  | EOCRSP40RFZ | [7 empty] | Yes | EOCRSP40RF의 단순파생모델
R-R-SEk-EOCRSP01NM | 181119 | 121 | EOCRSP01NM |  |  | SP | KR016001 | KR016001 | 3rd LR/LT/SSD/SP | EOCRSP 01 N 220~240 VAC | 단상 220~240 VAC | Yes | Base (보호범위 0.1~1.2A, 내부 릴레이 컨트롤 신호(유))
R-R-SEk-EOCRSP01NM | 181119 |  | EOCRSP01RM |  |  | SP | KR016001 | KR016001 | 3rd LR/LT/SSD/SP | EOCRSP 01 R 220~240 VAC | 220~240 VAC | Yes | FW 변경에 따른 내부 릴레이 컨트롤 신호(무) 차이
R-R-SEk-EOCRSP01NM | 181119 |  | EOCRSP10NM |  |  | SP | KR016001 | KR016001 | 3rd LR/LT/SSD/SP | EOCRSP 10 N 220~240 VAC | 220~240 VAC | Yes | FW 변경에 따른 보호범위 설정값(1~12A) 차이.
R-R-SEk-EOCRSP01NM | 181119 |  | EOCRSP10RM |  |  | SP | KR016001 | KR016001 | 3rd LR/LT/SSD/SP | EOCRSP 10 R 220~240 VAC | 220~240 VAC | Yes | FW 변경에 따른 보호범위 설정값(1~12A) 및 내부 릴레이 컨트롤 신호(무) 차이
R-R-SEk-EOCRSP01NM | 181119 |  | EOCRSP20NM |  |  | SP | KR016001 | KR016001 | 3rd LR/LT/SSD/SP | EOCRSP 20 N 220~240 VAC | 220~240 VAC | Yes | FW 변경에 따른 보호범위 설정값(2~25A) 차이.
R-R-SEk-EOCRSP01NM | 181119 |  | EOCRSP20RM |  |  | SP | KR016001 | KR016001 | 3rd LR/LT/SSD/SP | EOCRSP 20 R 220~240 VAC | 220~240 VAC | Yes | FW 변경에 따른 보호범위 설정값(2~25A) 및 내부 릴레이 컨트롤 신호(무) 차이
R-R-SEk-EOCRSP01NM | 181119 |  | EOCRSP40NM |  |  | SP | KR016001 | KR016001 | 3rd LR/LT/SSD/SP | EOCRSP 40 N 220~240 VAC | 220~240 VAC | Yes | FW 변경에 따른 보호범위 설정값(8~40A) 차이.
R-R-SEk-EOCRSP01NM | 181119 |  | EOCRSP40RM |  |  | SP | KR016001 | KR016001 | 3rd LR/LT/SSD/SP | EOCRSP 40 R 220~240 VAC | 220~240 VAC | Yes | FW 변경에 따른 보호범위 설정값(8~40A) 및 내부 릴레이 컨트롤 신호(무) 차이
R-R-SEk-EOCRSP01NM | not yet | 121의 파생모델 |  | EOCRSP01NMZ | [7 empty] | Yes | EOCRSP01NM의 단순파생모델
R-R-SEk-EOCRSP01NM | not yet |  |  | EOCRSP01RMZ | [7 empty] | Yes | EOCRSP01RM의 단순파생모델
R-R-SEk-EOCRSP01NM | not yet |  |  | EOCRSP10NMZ | [7 empty] | Yes | EOCRSP10NM의 단순파생모델
R-R-SEk-EOCRSP01NM | not yet |  |  | EOCRSP10RMZ | [7 empty] | Yes | EOCRSP10RM의 단순파생모델
R-R-SEk-EOCRSP01NM | not yet |  |  | EOCRSP20NMZ | [7 empty] | Yes | EOCRSP20NM의 단순파생모델
R-R-SEk-EOCRSP01NM | not yet |  |  | EOCRSP20RMZ | [7 empty] | Yes | EOCRSP20RM의 단순파생모델
R-R-SEk-EOCRSP01NM | not yet |  |  | EOCRSP40NMZ | [7 empty] | Yes | EOCRSP40NM의 단순파생모델
R-R-SEk-EOCRSP01NM | not yet |  |  | EOCRSP40RMZ | [7 empty] | Yes | EOCRSP40RM의 단순파생모델
MSIP-REM-SEk-ISEMZ-H4BH | Done | 122 | iSEMZ-WRBH | [6 empty] | ISEMM WR 24VAC/DC HOLE | 24 V AC/DC | Yes
MSIP-REM-SEk-ISEMZ-H4BH | Done |  | iSEMZ-WRBT | [6 empty] | ISEMZ WR 24VAC/DC TERMINAL | 24 V AC/DC | Yes
MSIP-REM-SEk-ISEMZ-H4BH | Done |  | iSEMZ-H1BH | [6 empty] | ISEMZ 100A 3CT 24VAC/DC HOLE | 24 V AC/DC | Yes
MSIP-REM-SEk-ISEMZ-H4BH | Done |  | iSEMZ-H2BH | [6 empty] | ISEMZ 200A 3CT 24VAC/DC HOLE | 24 V AC/DC | Yes
MSIP-REM-SEk-ISEMZ-H4BH | Done |  | iSEMZ-H3BH | [6 empty] | ISEMZ 300A 3CT 24VAC/DC HOLE | 24 V AC/DC | Yes
MSIP-REM-SEk-ISEMZ-H4BH | Done |  | iSEMZ-H4BH | [6 empty] | ISEMZ 400A 3CT 24VAC/DC HOLE | 24 V AC/DC | Yes
MSIP-REM-SEk-ISEMZ-H4BH | Done |  | iSEMZ-HHBH | [6 empty] | ISEMZ 150A 3CT 24VAC/DC HOLE | 24 V AC/DC | Yes
Remove | REMOVE | 123 | EVRPD-110NZ5SM | [6 empty] | -> 310 줄로 이동 (314) | 85~250VAC
Remove | REMOVE | 124 | EVRPD-440NZ6SM | [6 empty] | -> 319 줄로 이동 (322) | 85~250VAC
Remove | REMOVE | 125 | EVRPD-480NZ5M | [6 empty] | -> 322 줄로 이동 (325) | 85~250VAC
Remove | REMOVE | 126 | EVRFD-440NZ6M1 | [6 empty] | -> 306 줄로 이동 (307) | 85~250VAC
Remove | REMOVE | 127 | EVRFD-440NZ6M3 | [6 empty] | -> 307 줄로 이동 (308) | 85~250VAC
Remove | REMOVE | 128 | EVRFD-440NZ6SM1 | [6 empty] | -> 309 줄로 이동 (309) | 85~250VAC
Remove | REMOVE | 129 | SDDR-DZ7 | [6 empty] | -> 581 줄에 이미 존재함 _ 모델명 다름, 581 SDDR-Z7 | 단상 100~240 V AC | Yes
MSIP-REM-SEk-DVR-110B | Done | 130 | DVR-110B | [6 empty] | DVR. 110 24V | 24 V AC/DC | Yes
Remove | REMOVE | 131 | DUCRD-HALLZ7 | [6 empty] | -> 78 줄로 이동 | 85~250VAC/DC
MSIP-REM-SEk-EOCRSSD-D4W | done | 132 | EOCRSSD-05W | [6 empty] | EOCR-SSD 05 B-A 380~440 V AC | 단상 380~440 V AC | Yes
MSIP-REM-SEk-EOCRSSD-D4W | done |  | EOCRSSD-30W | [6 empty] | EOCR-SSD 30 B-A 380~440 V AC | 단상 380~440 V AC | Yes
MSIP-REM-SEk-EOCRSSD-D4W | done |  | EOCRSSD-60W | [6 empty] | EOCR-SSD 60 B-A 380~440 V AC | 단상 380~440 V AC | Yes
MSIP-REM-SEk-EOCRSSD-D4W | done |  | EOCRSSD-DHW | [6 empty] | EOCR-SSD 150A 2CT B-A 380~440 V AC | 단상 380~440 V AC | Yes
MSIP-REM-SEk-EOCRSSD-D4W | done |  | EOCRSSD-D1W | [6 empty] | EOCR-SSD 100A 2CT B-A 380~440 V AC | 단상 380~440 V AC | Yes
MSIP-REM-SEk-EOCRSSD-D4W | done |  | EOCRSSD-D2W | [6 empty] | EOCR-SSD 200A 2CT B-A 380~440 V AC | 단상 380~440 V AC | Yes
MSIP-REM-SEk-EOCRSSD-D4W | done |  | EOCRSSD-D3W | [6 empty] | EOCR-SSD 300A 2CT B-A 380~440 V AC | 단상 380~440 V AC | Yes
MSIP-REM-SEk-EOCRSSD-D4W | done |  | EOCRSSD-D4W | [6 empty] | EOCR-SSD 400A 2CT B-A 380~440 V AC | 단상 380~440 V AC | Yes
R-R-SEk-EGR-10USVM | 181130 | 136 | EGR-10USVM |  |  | EGR | KR016001 | KR016001 | 5th Line | EGR MODBUS-RTU 8Pin Socket, Voltage ZCT | 단상 100~240 V AC/DC | Yes | Base
R-R-SEk-EGR-20UFCM | 181130 | 137 | EGR-20UFCM |  |  | EGR | KR016001 | KR016001 | 5th Line | EGR MODBUS-RTU 12Pin Flush mounted | 단상 100~240 V AC/DC | Yes | Base
R-R-SEk-EGR-20USAM | 181130 | 138 | EGR-20USAM |  |  | EGR | KR016001 | KR016001 | 5th Line | EGR MODBUS-RTU 8Pin Socket, Current ZCT | 단상 100~240 V AC/DC | Yes | Base
R-R-SEk-IFMZ-WRDUHZE | 181130 | 139 | IFMZ-WRDUHZE |  | 1 | nEOCR | KR016006 | KR016006 | 6th Phoenix | EOCR-iFMZ WR B-A 100~240V Bottom TA | 단상 100~240 V AC/DC | Yes | Base
R-R-SEk-IFMZ-WRDUHZE | 181130 |  | IFMZ-WRDUWZE |  | 2 | nEOCR | KR016006 | KR016006 | 6th Phoenix | EOCR-iFMZ WR B-A 100~240V Wind TA | 단상 100~240 V AC/DC | Yes | 외형차이에 따른 단순파생모델명 추가
R-R-SEk-IFMZ-WRDUHZE | 181130 |  | IFMZ-WRDUTZE |  | 3 | nEOCR | KR016006 | KR016006 | 6th Phoenix | EOCR-iFMZ WR B-A 100~240V Ter TA | 단상 100~240 V AC/DC | Yes | 외형차이에 따른 단순파생모델명 추가
R-R-SEk-EOCR-PDM | 180731 | 140 | EOCR-PDM |  | 1 | nEOCR | KR016006 | KR016006 | 6th Phoenix | Display Meter for EOCR | 12 V DC | Yes | Base |  | 신규 기본모델
R-R-SEk-EOCR-sPDMT | 180731 | 141 | EOCR-sPDMT |  | 1 | nEOCR | KR016006 | KR016006 | 6th Phoenix | Display Meter with sensor for EOCR | 12 V DC | Yes | Base |  | 신규 기본모델
R-R-SEk-IFMZ-WRAUHZE | 181130 | 142 | IFMZ-WRAUHZE |  | 1 | nEOCR | KR016006 | KR016006 | 6th Phoenix | EOCR-iFMZ WR A-A 100~240V Bottom TA | 단상 100~240 V AC/DC | Yes | Base
R-R-SEk-IFMZ-WRAUHZE | 181130 |  | IFMZ-WRAUWZE |  | 2 | nEOCR | KR016006 | KR016006 | 6th Phoenix | EOCR-iFMZ WR A-A 100~240V Wind TA | 단상 100~240 V AC/DC | Yes | 외형차이에 따른 단순파생모델명 추가
R-R-SEk-IFMZ-WRAUHZE | 181130 |  | IFMZ-WRAUTZE |  | 3 | nEOCR | KR016006 | KR016006 | 6th Phoenix | EOCR-iFMZ WR A-A 100~240V Ter TA | 단상 100~240 V AC/DC | Yes | 외형차이에 따른 단순파생모델명 추가